{"text_format":"3","workbook":"xlsb","n_sheets":13,"sheets":["Macro","Zonas","Archivo","Mensual","Totales","Paredes","Cubiertas","Suelos","Pts","Solar","Ventanas","Internas","Ventilacion"],"not_rendered":{"charts":6,"images":2,"macros":1,"external_links":1,"defined_names":29},"read":"bin_skipped_in_rows","date_system":"1900","formulas":"cached_only","passed_over":{"ids":[37,38,1024],"n":11709}}

{"sheet":"Macro","index":0,"n_rows":44,"n_cols":33,"rows_kept":44,"merged":[[3,13,3,14],[4,27,4,28],[4,29,4,30],[5,1,5,3],[5,7,5,9],[5,24,5,25],[5,27,5,30],[8,13,8,14],[9,13,9,14],[10,13,10,14],[11,13,11,14],[12,13,12,14],[13,13,13,14],[14,13,14,14],[15,13,15,14],[22,1,22,3],[22,7,22,9],[22,18,22,26],[22,27,22,30],[25,13,25,14],[25,18,25,19],[26,13,26,14],[26,18,26,19],[27,13,27,14],[27,18,27,19],[28,13,28,14],[28,18,28,19],[29,13,29,14],[29,18,29,19],[30,13,30,14],[30,18,30,19],[31,13,31,14],[31,18,31,19],[32,13,32,14],[32,18,32,19],[36,18,36,19],[37,18,37,19],[38,18,38,19],[39,18,39,19],[40,18,40,19],[41,18,41,19],[42,18,42,19],[43,18,43,19]],"read":"bin_skipped_in_rows","flags":["formulas_cached_only","records_skipped"],"rows_in_doubt":{"n":0,"rows":[]},"rows_in_doubt_other":1}
[]
[null,"Lectura de archivos de resultados de la Herramienta Unificada LIDER - CALENER.       Autor: Oscar Redondo Rivera",{"$nulls":9},"Versión Mayo 2020"]
[]
[{"$nulls":7},"Licencia de uso:",null,"Actualizaciones y  otras herramientas:",{"$nulls":3},"Superficie TOTAL habitable",null,{"v":1673.9243940000001,"d":"1,673.92 m2"}]
[{"$nulls":13},"Total",{"$nulls":13},"Superficie ",null,{"v":3412.80786,"d":"3,412.81"}]
[null,"Perdidas Calefacción kWh/m2 año",null,null,{"v":-52.09950552282427,"d":"-52.10"},"kWh/m2 año",null,"Ganancias Calefacción kWh/m2 año",null,null,{"v":37.807070900324604,"d":"37.81"},"kWh/m2 año",null,{"v":-14.29243460965927,"d":"-14.29"},"kWh/m2 año",{"$nulls":3},"Demanda mensual de energía  kWh/m2",{"$nulls":5},"Ratio Kwh/m2",null,null,"TOTAL",{"$nulls":4},"Ratio Kwh/m2"]
[{"$nulls":32},"Total Kwh"]
[{"$nulls":15}," Cal_perdidas"," Cal_ganancias"]
[{"$nulls":13},"Paredes exteriores",null,{"v":-7.643720579545389,"d":"-7.64 "},{"v":0.05810216061621098,"d":"0.06"}]
[{"$nulls":13},"Cubiertas",null,{"v":-4.033077853295088,"d":"-4.03 "},{"v":0.004254616851043854,"d":"0.00"}]
[{"$nulls":13},"Suelos",null,{"v":-2.381400473515912,"d":"-2.38 "},{"v":0.042794993765697745,"d":"0.04"}]
[{"$nulls":13},"Puentes Térmicos",null,{"v":-1.5806101677436448,"d":"-1.58 "},{"v":0.014391378968995963,"d":"0.01"}]
[{"$nulls":13},"Solar ventanas",null,{"v":0,"d":"0.00"},{"v":12.693542585650475,"d":"12.69"}]
[{"$nulls":13},"Ventanas",null,{"v":-10.056789630407128,"d":"-10.06 "},{"v":0.11164984770556402,"d":"0.11"}]
[{"$nulls":13},"Fuentes Internas",null,{"v":0,"d":"0.00"},{"v":24.869579365858225,"d":"24.87"}]
[{"$nulls":13},"Ventilación",null,{"v":-26.403906818317115,"d":"-26.40 "},{"v":0.012755950908389501,"d":"0.01"}]
[{"$nulls":14},"TOTAL",{"v":-52.09950552282427,"d":"-52.10"},{"v":37.807070900324604,"d":"37.81"}]
[]
[]
[{"$nulls":19},"Enero","Febrero","Marzo","Abril","Mayo","Junio","Julio","Agosto","Sept.","Oct.","Nov.","Dic."]
[{"$nulls":18},"Calefacción",{"v":-4.138953,"d":"-4.14 "},{"v":-2.34034,"d":"-2.34 "},{"v":-1.535035,"d":"-1.54 "},{"v":-0.40066,"d":"-0.40 "},{"v":-0.15053,"d":"-0.15 "},{"v":0.770202,"d":"0.77"},{"v":2.006948,"d":"2.01"},{"v":2.318444,"d":"2.32"},{"v":1.163706,"d":"1.16"},{"v":-0.039651,"d":"-0.04 "},{"v":-1.670918,"d":"-1.67 "},{"v":-4.016349,"d":"-4.02 "}]
[{"$nulls":13},"Total",{"$nulls":5},{"v":-4.138953,"d":"-4.14"},{"v":-2.34034,"d":"-2.34"},{"v":-1.535035,"d":"-1.54"},{"v":-0.40066,"d":"-0.40"},{"v":-0.15053,"d":"-0.15"},{"v":0.770202,"d":"0.77"},{"v":2.006948,"d":"2.01"},{"v":2.318444,"d":"2.32"},{"v":1.163706,"d":"1.16"},{"v":-0.039651,"d":"-0.04"},{"v":-1.670918,"d":"-1.67"},{"v":-4.016349,"d":"-4.02"}]
[null,"Perdidas Refrigeración kWh/m2 año",null,null,{"v":-21.95759563205628,"d":"-21.96"},"kWh/m2 año",null,"Ganancias Refrigeración kWh/m2 año",null,null,{"v":28.216895034797297,"d":"28.22"},"kWh/m2 año",null,{"v":6.259299592723149,"d":"6.26"},"kWh/m2 año",{"$nulls":3},"Demanda mensual de energía  kWh/m2",{"$nulls":8},"TOTAL"]
[]
[{"$nulls":15},"Ref_perdidas","Ref_ganancias",{"$nulls":3},"CAL+","Cal-","CAL TOT","REF+","REF-","REF TOT"]
[{"$nulls":13},"Paredes exteriores",null,{"v":-0.9552765205104676,"d":"-0.96 "},{"v":1.8094059756451033,"d":"1.81"},null,"Paredes Exteriores",null,{"v":0.05810216061621098,"d":"0.06"},{"v":-7.643720579545389,"d":"-7.64"},{"v":-7.585618452722861,"d":"-7.59"},{"v":1.8094059756451033,"d":"1.81"},{"v":-0.9552765205104676,"d":"-0.96"},{"v":0.8541293871118487,"d":"0.85"}]
[{"$nulls":13},"Cubiertas",null,{"v":-0.4136726385245069,"d":"-0.41 "},{"v":1.2168702229061026,"d":"1.22"},null,"Cubiertas",null,{"v":0.004254616851043854,"d":"0.00"},{"v":-4.033077853295088,"d":"-4.03"},{"v":-4.028823236444044,"d":"-4.03"},{"v":1.2168702229061026,"d":"1.22"},{"v":-0.4136726385245069,"d":"-0.41"},{"v":0.8031976057189788,"d":"0.80"}]
[{"$nulls":13},"Suelos",null,{"v":-1.8334740615213663,"d":"-1.83 "},{"v":0.9831917936710353,"d":"0.98"},null,"Suelos",null,{"v":0.042794993765697745,"d":"0.04"},{"v":-2.381400473515912,"d":"-2.38"},{"v":-2.338605426091269,"d":"-2.34"},{"v":0.9831917936710353,"d":"0.98"},{"v":-1.8334740615213663,"d":"-1.83"},{"v":-0.8502822664751,"d":"-0.85"}]
[{"$nulls":13},"Puentes Térmicos",null,{"v":-0.2316149105569888,"d":"-0.23 "},{"v":0.49749136227946006,"d":"0.50"},null,"Puentes Térmicos",null,{"v":0.014391378968995963,"d":"0.01"},{"v":-1.5806101677436448,"d":"-1.58"},{"v":-1.5662188829156518,"d":"-1.57"},{"v":0.49749136227946006,"d":"0.50"},{"v":-0.2316149105569888,"d":"-0.23"},{"v":0.26587653459464844,"d":"0.27"}]
[{"$nulls":13},"Solar ventanas",null,{"v":0,"d":"0.00"},{"v":4.837585348529743,"d":"4.84"},null,"Solar Ventanas",null,{"v":12.693542585650475,"d":"12.69"},{"v":0,"d":"0.00"},{"v":12.693542585650475,"d":"12.69"},{"v":4.837585348529743,"d":"4.84"},{"v":0,"d":"0.00"},{"v":4.837585348529743,"d":"4.84"}]
[{"$nulls":13},"Ventanas",null,{"v":-2.5535159419015656,"d":"-2.55 "},{"v":3.5736466558590223,"d":"3.57"},null,"Transmisión Ventanas",null,{"v":0.11164984770556402,"d":"0.11"},{"v":-10.056789630407128,"d":"-10.06"},{"v":-9.945139823244459,"d":"-9.95"},{"v":3.5736466558590223,"d":"3.57"},{"v":-2.5535159419015656,"d":"-2.55"},{"v":1.0201308884836784,"d":"1.02"}]
[{"$nulls":13},"Fuentes Internas",null,{"v":0,"d":"0.00"},{"v":13.519369998355913,"d":"13.52"},null,"Fuentes Internas",null,{"v":24.869579365858225,"d":"24.87"},{"v":0,"d":"0.00"},{"v":24.869579365858225,"d":"24.87"},{"v":13.519369998355913,"d":"13.52"},{"v":0,"d":"0.00"},{"v":13.519369998355913,"d":"13.52"}]
[{"$nulls":13},"Ventilación",null,{"v":-15.970041559041384,"d":"-15.97 "},{"v":1.7793336775509156,"d":"1.78"},null,"Ventilación + Infiltración",null,{"v":0.012755950908389501,"d":"0.01"},{"v":-26.403906818317115,"d":"-26.40"},{"v":-26.391150739749683,"d":"-26.39"},{"v":1.7793336775509156,"d":"1.78"},{"v":-15.970041559041384,"d":"-15.97"},{"v":-14.19070790359656,"d":"-14.19"}]
[{"$nulls":14},"TOTAL",{"v":-21.95759563205628,"d":"-21.96"},{"v":28.216895034797297,"d":"28.22"}]
[]
[{"$nulls":20},"CAL+","Cal-","CAL TOT","REF+","REF-","REF TOT"]
[{"$nulls":18},"Paredes Exteriores",null,{"v":0.05810216061621098,"d":"0.06"},{"v":-7.643720579545389,"d":"-7.64"},{"v":-7.585618452722861,"d":"-7.59"},{"v":1.8094059756451033,"d":"1.81"},{"v":-0.9552765205104676,"d":"-0.96"},{"v":0.8541293871118487,"d":"0.85"}]
[{"$nulls":18},"Cubiertas",null,{"v":0.004254616851043854,"d":"0.00"},{"v":-4.033077853295088,"d":"-4.03"},{"v":-4.028823236444044,"d":"-4.03"},{"v":1.2168702229061026,"d":"1.22"},{"v":-0.4136726385245069,"d":"-0.41"},{"v":0.8031976057189788,"d":"0.80"}]
[{"$nulls":18},"Suelos",null,{"v":0.042794993765697745,"d":"0.04"},{"v":-2.381400473515912,"d":"-2.38"},{"v":-2.338605426091269,"d":"-2.34"},{"v":0.9831917936710353,"d":"0.98"},{"v":-1.8334740615213663,"d":"-1.83"},{"v":-0.8502822664751,"d":"-0.85"}]
[{"$nulls":18},"Puentes Térmicos",null,{"v":0.014391378968995963,"d":"0.01"},{"v":-1.5806101677436448,"d":"-1.58"},{"v":-1.5662188829156518,"d":"-1.57"},{"v":0.49749136227946006,"d":"0.50"},{"v":-0.2316149105569888,"d":"-0.23"},{"v":0.26587653459464844,"d":"0.27"}]
[{"$nulls":18},"Solar Ventanas",null,{"v":12.693542585650475,"d":"12.69"},{"v":0,"d":"0.00"},{"v":12.693542585650475,"d":"12.69"},{"v":4.837585348529743,"d":"4.84"},{"v":0,"d":"0.00"},{"v":4.837585348529743,"d":"4.84"}]
[{"$nulls":18},"Transmisión Ventanas",null,{"v":0.11164984770556402,"d":"0.11"},{"v":-10.056789630407128,"d":"-10.06"},{"v":-9.945139823244459,"d":"-9.95"},{"v":3.5736466558590223,"d":"3.57"},{"v":-2.5535159419015656,"d":"-2.55"},{"v":1.0201308884836784,"d":"1.02"}]
[{"$nulls":18},"Fuentes Internas",null,{"v":24.869579365858225,"d":"24.87"},{"v":0,"d":"0.00"},{"v":24.869579365858225,"d":"24.87"},{"v":13.519369998355913,"d":"13.52"},{"v":0,"d":"0.00"},{"v":13.519369998355913,"d":"13.52"}]
[{"$nulls":18},"Ventilación + Infiltración",null,{"v":0.012755950908389501,"d":"0.01"},{"v":-26.403906818317115,"d":"-26.40"},{"v":-26.391150739749683,"d":"-26.39"},{"v":1.7793336775509156,"d":"1.78"},{"v":-15.970041559041384,"d":"-15.97"},{"v":-14.19070790359656,"d":"-14.19"}]

{"sheet":"Zonas","index":1,"n_rows":1992,"n_cols":14,"rows_kept":1992,"read":"bin_skipped_in_rows","flags":["formulas_cached_only","records_skipped"],"rows_in_doubt":{"n":0,"rows":[]},"rows_in_doubt_other":61}
["Nombre"," m2",null," Cal kWh/m2 año"," Ref kWh/m2 año",{"v":0,"d":"0.00"}," Cal kWh/año",null," Ref kWh/año",null," multiplicador","m2"," Cal kWh/año"," Ref kWh/año"]
["P01_E01",{"v":76.306793,"d":"76.31"},null,{"v":-14.313321,"d":"-14.31"},{"v":3.817728,"d":"3.82"},1,{"v":-1092.203622689553,"d":"-1,092.20"},null,{"v":291.318580226304,"d":"291.32"},null,1,{"v":76.306793,"d":"76.31"},{"v":-1092.203622689553,"d":"-1,092.20"},{"v":291.318580226304,"d":"291.32"}]
["P01_E02",{"v":35.180943,"d":"35.18"},null,{"v":-22.172266,"d":"-22.17"},{"v":2.094584,"d":"2.09"},2,{"v":-780.041226326838,"d":"-780.04"},null,{"v":73.689440312712,"d":"73.69"},null,1,{"v":35.180943,"d":"35.18"},{"v":-780.041226326838,"d":"-780.04"},{"v":73.689440312712,"d":"73.69"}]
["P01_E03",{"v":74.447464,"d":"74.45"},null,{"v":-14.369851,"d":"-14.37"},{"v":4.033276,"d":"4.03"},3,{"v":-1069.798965007864,"d":"-1,069.80"},null,{"v":300.26716981206397,"d":"300.27"},null,1,{"v":74.447464,"d":"74.45"},{"v":-1069.798965007864,"d":"-1,069.80"},{"v":300.26716981206397,"d":"300.27"}]
["P01_E04",{"v":41.534649,"d":"41.53"},null,{"v":-8.654025,"d":"-8.65"},{"v":4.600125,"d":"4.60"},4,{"v":-359.44189081222504,"d":"-359.44"},null,{"v":191.064577231125,"d":"191.06"},null,1,{"v":41.534649,"d":"41.53"},{"v":-359.44189081222504,"d":"-359.44"},{"v":191.064577231125,"d":"191.06"}]
["P01_E05",{"v":95.56221,"d":"95.56"},null,{"v":-23.389814,"d":"-23.39"},{"v":3.792598,"d":"3.79"},5,{"v":-2235.18231732894,"d":"-2,235.18"},null,{"v":362.42904652157995,"d":"362.43"},null,1,{"v":95.56221,"d":"95.56"},{"v":-2235.18231732894,"d":"-2,235.18"},{"v":362.42904652157995,"d":"362.43"}]
["P01_E06",{"v":95.448708,"d":"95.45"},null,{"v":-22.948322,"d":"-22.95"},{"v":3.941617,"d":"3.94"},6,{"v":-2190.387685667976,"d":"-2,190.39"},null,{"v":376.222250080836,"d":"376.22"},null,1,{"v":95.448708,"d":"95.45"},{"v":-2190.387685667976,"d":"-2,190.39"},{"v":376.222250080836,"d":"376.22"}]
["P02_E01",{"v":96.139519,"d":"96.14"},null,{"v":-5.763066,"d":"-5.76"},{"v":6.36275,"d":"6.36"},7,{"v":-554.0583932052541,"d":"-554.06"},null,{"v":611.7117245172501,"d":"611.71"},null,1,{"v":96.139519,"d":"96.14"},{"v":-554.0583932052541,"d":"-554.06"},{"v":611.7117245172501,"d":"611.71"}]
["P02_E02",{"v":95.44915,"d":"95.45"},null,{"v":-13.595145,"d":"-13.60"},{"v":5.951591,"d":"5.95"},8,{"v":-1297.6450343767501,"d":"-1,297.65"},null,{"v":568.0743020976499,"d":"568.07"},null,1,{"v":95.44915,"d":"95.45"},{"v":-1297.6450343767501,"d":"-1,297.65"},{"v":568.0743020976499,"d":"568.07"}]
["P02_E03",{"v":96.139214,"d":"96.14"},null,{"v":-5.654659,"d":"-5.65"},{"v":6.237344,"d":"6.24"},9,{"v":-543.6344716980259,"d":"-543.63"},null,{"v":599.653349607616,"d":"599.65"},null,1,{"v":96.139214,"d":"96.14"},{"v":-543.6344716980259,"d":"-543.63"},{"v":599.653349607616,"d":"599.65"}]
["P02_E04",{"v":95.56221,"d":"95.56"},null,{"v":-13.714441,"d":"-13.71"},{"v":6.006905,"d":"6.01"},10,{"v":-1310.58229087461,"d":"-1,310.58"},null,{"v":574.0331170600499,"d":"574.03"},null,1,{"v":95.56221,"d":"95.56"},{"v":-1310.58229087461,"d":"-1,310.58"},{"v":574.0331170600499,"d":"574.03"}]
["P02_E05",{"v":35.191116,"d":"35.19"},null,{"v":-12.051253,"d":"-12.05"},{"v":4.653814,"d":"4.65"},11,{"v":-424.09704226834805,"d":"-424.10"},null,{"v":163.77290831642398,"d":"163.77"},null,1,{"v":35.191116,"d":"35.19"},{"v":-424.09704226834805,"d":"-424.10"},{"v":163.77290831642398,"d":"163.77"}]
["P03_E01",{"v":96.139519,"d":"96.14"},null,{"v":-5.85989,"d":"-5.86"},{"v":7.146808,"d":"7.15"},12,{"v":-563.3670059929101,"d":"-563.37"},null,{"v":687.0906835053521,"d":"687.09"},null,1,{"v":96.139519,"d":"96.14"},{"v":-563.3670059929101,"d":"-563.37"},{"v":687.0906835053521,"d":"687.09"}]
["P03_E02",{"v":95.44915,"d":"95.45"},null,{"v":-13.131115,"d":"-13.13"},{"v":6.763527,"d":"6.76"},13,{"v":-1253.35376530225,"d":"-1,253.35"},null,{"v":645.57290315205,"d":"645.57"},null,1,{"v":95.44915,"d":"95.45"},{"v":-1253.35376530225,"d":"-1,253.35"},{"v":645.57290315205,"d":"645.57"}]
["P03_E03",{"v":96.139214,"d":"96.14"},null,{"v":-5.76603,"d":"-5.77"},{"v":6.985591,"d":"6.99"},14,{"v":-554.3415921004199,"d":"-554.34"},null,{"v":671.589228065474,"d":"671.59"},null,1,{"v":96.139214,"d":"96.14"},{"v":-554.3415921004199,"d":"-554.34"},{"v":671.589228065474,"d":"671.59"}]
["P03_E04",{"v":95.56221,"d":"95.56"},null,{"v":-13.172442,"d":"-13.17"},{"v":6.865894,"d":"6.87"},15,{"v":-1258.78766861682,"d":"-1,258.79"},null,{"v":656.1200042657399,"d":"656.12"},null,1,{"v":95.56221,"d":"95.56"},{"v":-1258.78766861682,"d":"-1,258.79"},{"v":656.1200042657399,"d":"656.12"}]
["P03_E05",{"v":35.191116,"d":"35.19"},null,{"v":-12.022623,"d":"-12.02"},{"v":5.650586,"d":"5.65"},16,{"v":-423.08952061726797,"d":"-423.09"},null,{"v":198.850427393976,"d":"198.85"},null,1,{"v":35.191116,"d":"35.19"},{"v":-423.08952061726797,"d":"-423.09"},{"v":198.850427393976,"d":"198.85"}]
["P04_E01",{"v":96.139519,"d":"96.14"},null,{"v":-13.946982,"d":"-13.95"},{"v":8.725958,"d":"8.73"},17,{"v":-1340.8561409816582,"d":"-1,340.86"},null,{"v":838.9094049342021,"d":"838.91"},null,1,{"v":96.139519,"d":"96.14"},{"v":-1340.8561409816582,"d":"-1,340.86"},{"v":838.9094049342021,"d":"838.91"}]
["P04_E02",{"v":95.44915,"d":"95.45"},null,{"v":-23.763168,"d":"-23.76"},{"v":8.171537,"d":"8.17"},18,{"v":-2268.1741869072002,"d":"-2,268.17"},null,{"v":779.9662608435501,"d":"779.97"},null,1,{"v":95.44915,"d":"95.45"},{"v":-2268.1741869072002,"d":"-2,268.17"},{"v":779.9662608435501,"d":"779.97"}]
["P04_E03",{"v":96.139214,"d":"96.14"},null,{"v":-13.8579,"d":"-13.86"},{"v":8.472853,"d":"8.47"},19,{"v":-1332.2876136906,"d":"-1,332.29"},null,{"v":814.573427757542,"d":"814.57"},null,1,{"v":96.139214,"d":"96.14"},{"v":-1332.2876136906,"d":"-1,332.29"},{"v":814.573427757542,"d":"814.57"}]
["P04_E04",{"v":95.56221,"d":"95.56"},null,{"v":-23.68376,"d":"-23.68"},{"v":8.360391,"d":"8.36"},20,{"v":-2263.2724467096,"d":"-2,263.27"},null,{"v":798.9374404241099,"d":"798.94"},null,1,{"v":95.56221,"d":"95.56"},{"v":-2263.2724467096,"d":"-2,263.27"},{"v":798.9374404241099,"d":"798.94"}]
["P04_E05",{"v":35.191116,"d":"35.19"},null,{"v":-23.012969,"d":"-23.01"},{"v":7.778896,"d":"7.78"},21,{"v":-809.852061583404,"d":"-809.85"},null,{"v":273.748031487936,"d":"273.75"},null,1,{"v":35.191116,"d":"35.19"},{"v":-809.852061583404,"d":"-809.85"},{"v":273.748031487936,"d":"273.75"}]
[{"$nulls":5},"","",null,"",null,null,"","",""]
[{"$nulls":5},"","",null,"",null,null,"","",""]
[{"$nulls":5},"","",null,"",null,null,"","",""]
[{"$nulls":5},"","",null,"",null,null,"","",""]
[{"$nulls":5},"","",null,"",null,null,"","",""]
[{"$nulls":5},"","",null,"",null,null,"","",""]
[{"$nulls":5},"","",null,"",null,null,"","",""]
[{"$nulls":5},"","",null,"",null,null,"","",""]
[{"$nulls":5},"","",null,"",null,null,"","",""]
[{"$nulls":5},"","",null,"",null,null,"","",""]
[{"$nulls":5},"","",null,"",null,null,"","",""]
[{"$nulls":5},"","",null,"",null,null,"","",""]
[{"$nulls":5},"","",null,"",null,null,"","",""]
[{"$nulls":5},"","",null,"",null,null,"","",""]
[{"$nulls":5},"","",null,"",null,null,"","",""]
[{"$nulls":5},"","",null,"",null,null,"","",""]
[{"$nulls":5},"","",null,"",null,null,"","",""]
[{"$nulls":5},"","",null,"",null,null,"","",""]
[{"$nulls":5},"","",null,"",null,null,"","",""]
[{"$nulls":5},"","",null,"",null,null,"","",""]
[{"$nulls":5},"","",null,"",null,null,"","",""]
[{"$nulls":5},"","",null,"",null,null,"","",""]
[{"$nulls":5},"","",null,"",null,null,"","",""]
[{"$nulls":5},"","",null,"",null,null,"","",""]
[{"$nulls":5},"","",null,"",null,null,"","",""]
[{"$nulls":5},"","",null,"",null,null,"","",""]
[{"$nulls":5},"","",null,"",null,null,"","",""]
[{"$nulls":5},"","",null,"",null,null,"","",""]
[{"$nulls":5},"","",null,"",null,null,"","",""]
[{"$nulls":5},"","",null,"",null,null,"","",""]
[{"$nulls":5},"","",null,"",null,null,"","",""]
[{"$nulls":5},"","",null,"",null,null,"","",""]
[{"$nulls":5},"","",null,"",null,null,"","",""]
[{"$nulls":5},"","",null,"",null,null,"","",""]
[{"$nulls":5},"","",null,"",null,null,"","",""]
[{"$nulls":5},"","",null,"",null,null,"","",""]
[{"$nulls":5},"","",null,"",null,null,"","",""]
[{"$nulls":5},"","",null,"",null,null,"","",""]
[{"$nulls":5},"","",null,"",null,null,"","",""]
[{"$nulls":5},"","",null,"",null,null,"","",""]
[{"$nulls":5},"","",null,"",null,null,"","",""]
[{"$nulls":5},"","",null,"",null,null,"","",""]
[{"$nulls":5},"","",null,"",null,null,"","",""]
[{"$nulls":5},"","",null,"",null,null,"","",""]
[{"$nulls":5},"","",null,"",null,null,"","",""]
[{"$nulls":5},"","",null,"",null,null,"","",""]
[{"$nulls":5},"","",null,"",null,null,"","",""]
[{"$nulls":5},"","",null,"",null,null,"","",""]
[{"$nulls":5},"","",null,"",null,null,"","",""]
[{"$nulls":5},"","",null,"",null,null,"","",""]
[{"$nulls":5},"","",null,"",null,null,"","",""]
[{"$nulls":5},"","",null,"",null,null,"","",""]
[{"$nulls":5},"","",null,"",null,null,"","",""]
[{"$nulls":5},"","",null,"",null,null,"","",""]
[{"$nulls":5},"","",null,"",null,null,"","",""]
[{"$nulls":5},"","",null,"",null,null,"","",""]
[{"$nulls":5},"","",null,"",null,null,"","",""]
[{"$nulls":5},"","",null,"",null,null,"","",""]
[{"$nulls":5},"","",null,"",null,null,"","",""]
[{"$nulls":5},"","",null,"",null,null,"","",""]
[{"$nulls":5},"","",null,"",null,null,"","",""]
[{"$nulls":5},"","",null,"",null,null,"","",""]
[{"$nulls":5},"","",null,"",null,null,"","",""]
[{"$nulls":5},"","",null,"",null,null,"","",""]
[{"$nulls":5},"","",null,"",null,null,"","",""]
[{"$nulls":5},"","",null,"",null,null,"","",""]
[{"$nulls":5},"","",null,"",null,null,"","",""]
[{"$nulls":5},"","",null,"",null,null,"","",""]
[{"$nulls":5},"","",null,"",null,null,"","",""]
[{"$nulls":5},"","",null,"",null,null,"","",""]
[{"$nulls":5},"","",null,"",null,null,"","",""]
[{"$nulls":5},"","",null,"",null,null,"","",""]
[{"$nulls":5},"","",null,"",null,null,"","",""]
[{"$nulls":5},"","",null,"",null,null,"","",""]
[{"$nulls":5},"","",null,"",null,null,"","",""]
[{"$nulls":5},"","",null,"",null,null,"","",""]
[{"$nulls":5},"","",null,"",null,null,"","",""]
[{"$nulls":5},"","",null,"",null,null,"","",""]
[{"$nulls":5},"","",null,"",null,null,"","",""]
[{"$nulls":5},"","",null,"",null,null,"","",""]
[{"$nulls":5},"","",null,"",null,null,"","",""]
[{"$nulls":5},"","",null,"",null,null,"","",""]
[{"$nulls":5},"","",null,"",null,null,"","",""]
[{"$nulls":5},"","",null,"",null,null,"","",""]
[{"$nulls":5},"","",null,"",null,null,"","",""]
[{"$nulls":5},"","",null,"",null,null,"","",""]
[{"$nulls":5},"","",null,"",null,null,"","",""]
[{"$nulls":5},"","",null,"",null,null,"","",""]
[{"$nulls":5},"","",null,"",null,null,"","",""]
[{"$nulls":5},"","",null,"",null,null,"","",""]
[{"$nulls":5},"","",null,"",null,null,"","",""]
[{"$nulls":5},"","",null,"",null,null,"","",""]
[{"$nulls":5},"","",null,"",null,null,"","",""]
[{"$nulls":5},"","",null,"",null,null,"","",""]
[{"$nulls":5},"","",null,"",null,null,"","",""]
[{"$nulls":5},"","",null,"",null,null,"","",""]
[{"$nulls":5},"","",null,"",null,null,"","",""]
[{"$nulls":5},"","",null,"",null,null,"","",""]
[{"$nulls":5},"","",null,"",null,null,"","",""]
[{"$nulls":5},"","",null,"",null,null,"","",""]
[{"$nulls":5},"","",null,"",null,null,"","",""]
[{"$nulls":5},"","",null,"",null,null,"","",""]
[{"$nulls":5},"","",null,"",null,null,"","",""]
[{"$nulls":5},"","",null,"",null,null,"","",""]
[{"$nulls":5},"","",null,"",null,null,"","",""]
[{"$nulls":5},"","",null,"",null,null,"","",""]
[{"$nulls":5},"","",null,"",null,null,"","",""]
[{"$nulls":5},"","",null,"",null,null,"","",""]
[{"$nulls":5},"","",null,"",null,null,"","",""]
[{"$nulls":5},"","",null,"",null,null,"","",""]
[{"$nulls":5},"","",null,"",null,null,"","",""]
[{"$nulls":5},"","",null,"",null,null,"","",""]
[{"$nulls":5},"","",null,"",null,null,"","",""]
[{"$nulls":5},"","",null,"",null,null,"","",""]
[{"$nulls":5},"","",null,"",null,null,"","",""]
[{"$nulls":5},"","",null,"",null,null,"","",""]
[{"$nulls":5},"","",null,"",null,null,"","",""]
[{"$nulls":5},"","",null,"",null,null,"","",""]
[{"$nulls":5},"","",null,"",null,null,"","",""]
[{"$nulls":5},"","",null,"",null,null,"","",""]
[{"$nulls":5},"","",null,"",null,null,"","",""]
[{"$nulls":5},"","",null,"",null,null,"","",""]
[{"$nulls":5},"","",null,"",null,null,"","",""]
[{"$nulls":5},"","",null,"",null,null,"","",""]
[{"$nulls":5},"","",null,"",null,null,"","",""]
[{"$nulls":5},"","",null,"",null,null,"","",""]
[{"$nulls":5},"","",null,"",null,null,"","",""]
[{"$nulls":5},"","",null,"",null,null,"","",""]
[{"$nulls":11},"","",""]
[{"$nulls":11},"","",""]
[{"$nulls":11},"","",""]
[{"$nulls":11},"","",""]
[{"$nulls":11},"","",""]
[{"$nulls":11},"","",""]
[{"$nulls":11},"","",""]
[{"$nulls":11},"","",""]
[{"$nulls":11},"","",""]
[{"$nulls":11},"","",""]
[{"$nulls":11},"","",""]
[{"$nulls":11},"","",""]
[{"$nulls":11},"","",""]
[{"$nulls":11},"","",""]
[{"$nulls":11},"","",""]
[{"$nulls":11},"","",""]
[{"$nulls":11},"","",""]
[{"$nulls":11},"","",""]
[{"$nulls":11},"","",""]
[{"$nulls":11},"","",""]
[{"$nulls":11},"","",""]
[{"$nulls":11},"","",""]
[{"$nulls":11},"","",""]
[{"$nulls":11},"","",""]
[{"$nulls":11},"","",""]
[{"$nulls":11},"","",""]
[{"$nulls":11},"","",""]
[{"$nulls":11},"","",""]
[{"$nulls":11},"","",""]
[{"$nulls":11},"","",""]
[{"$nulls":11},"","",""]
[{"$nulls":11},"","",""]
[{"$nulls":11},"","",""]
[{"$nulls":11},"","",""]
[{"$nulls":11},"","",""]
[{"$nulls":11},"","",""]
[{"$nulls":11},"","",""]
[{"$nulls":11},"","",""]
[{"$nulls":11},"","",""]
[{"$nulls":11},"","",""]
[{"$nulls":11},"","",""]
[{"$nulls":11},"","",""]
[{"$nulls":11},"","",""]
[{"$nulls":11},"","",""]
[{"$nulls":11},"","",""]
[{"$nulls":11},"","",""]
[{"$nulls":11},"","",""]
[{"$nulls":11},"","",""]
[{"$nulls":11},"","",""]
[{"$nulls":11},"","",""]
[{"$nulls":11},"","",""]
[{"$nulls":11},"","",""]
[{"$nulls":11},"","",""]
[{"$nulls":11},"","",""]
[{"$nulls":11},"","",""]
[{"$nulls":11},"","",""]
[{"$nulls":11},"","",""]
[{"$nulls":11},"","",""]
[{"$nulls":11},"","",""]
[{"$nulls":11},"","",""]
[{"$nulls":11},"","",""]
[{"$nulls":11},"","",""]
[{"$nulls":11},"","",""]
[{"$nulls":11},"","",""]
[{"$nulls":11},"","",""]
[{"$nulls":11},"","",""]
[{"$nulls":11},"","",""]
[{"$nulls":11},"","",""]
[{"$nulls":11},"","",""]
[{"$nulls":11},"","",""]
[{"$nulls":11},"","",""]
[{"$nulls":11},"","",""]
[{"$nulls":11},"","",""]
[{"$nulls":11},"","",""]
[{"$nulls":11},"","",""]
[{"$nulls":11},"","",""]
[{"$nulls":11},"","",""]
[{"$nulls":11},"","",""]
[{"$nulls":11},"","",""]
[{"$nulls":11},"","",""]
[{"$nulls":11},"","",""]
[{"$nulls":11},"","",""]
[{"$nulls":11},"","",""]
[{"$nulls":11},"","",""]
[{"$nulls":11},"","",""]
[{"$nulls":11},"","",""]
[{"$nulls":11},"","",""]
[{"$nulls":11},"","",""]
[{"$nulls":11},"","",""]
[{"$nulls":11},"","",""]
[{"$nulls":11},"","",""]
[{"$nulls":11},"","",""]
[{"$nulls":11},"","",""]
[{"$nulls":11},"","",""]
[{"$nulls":11},"","",""]
[{"$nulls":11},"","",""]
[{"$nulls":11},"","",""]
[{"$nulls":11},"","",""]
[{"$nulls":11},"","",""]
[{"$nulls":11},"","",""]
[{"$nulls":11},"","",""]
[{"$nulls":11},"","",""]
[{"$nulls":11},"","",""]
[{"$nulls":11},"","",""]
[{"$nulls":11},"","",""]
[{"$nulls":11},"","",""]
[{"$nulls":11},"","",""]
[{"$nulls":11},"","",""]
[{"$nulls":11},"","",""]
[{"$nulls":11},"","",""]
[{"$nulls":11},"","",""]
[{"$nulls":11},"","",""]
[{"$nulls":11},"","",""]
[{"$nulls":11},"","",""]
[{"$nulls":11},"","",""]
[{"$nulls":11},"","",""]
[{"$nulls":11},"","",""]
[{"$nulls":11},"","",""]
[{"$nulls":11},"","",""]
[{"$nulls":11},"","",""]
[{"$nulls":11},"","",""]
[{"$nulls":11},"","",""]
[{"$nulls":11},"","",""]
[{"$nulls":11},"","",""]
[{"$nulls":11},"","",""]
[{"$nulls":11},"","",""]
[{"$nulls":11},"","",""]
[{"$nulls":11},"","",""]
[{"$nulls":11},"","",""]
[{"$nulls":11},"","",""]
[{"$nulls":11},"","",""]
[{"$nulls":11},"","",""]
[{"$nulls":11},"","",""]
[{"$nulls":11},"","",""]
[{"$nulls":11},"","",""]
[{"$nulls":11},"","",""]
[{"$nulls":11},"","",""]
[{"$nulls":11},"","",""]
[{"$nulls":11},"","",""]
[{"$nulls":11},"","",""]
[{"$nulls":11},"","",""]
[{"$nulls":11},"","",""]
[{"$nulls":11},"","",""]
[{"$nulls":11},"","",""]
[{"$nulls":11},"","",""]
[{"$nulls":11},"","",""]
[{"$nulls":11},"","",""]
[{"$nulls":11},"","",""]
[{"$nulls":11},"","",""]
[{"$nulls":11},"","",""]
[{"$nulls":11},"","",""]
[{"$nulls":11},"","",""]
[{"$nulls":11},"","",""]
[{"$nulls":11},"","",""]
[{"$nulls":11},"","",""]
[{"$nulls":11},"","",""]
[{"$nulls":11},"","",""]
[{"$nulls":11},"","",""]
[{"$nulls":11},"","",""]
[{"$nulls":11},"","",""]
[{"$nulls":11},"","",""]
[{"$nulls":11},"","",""]
[{"$nulls":11},"","",""]
[{"$nulls":11},"","",""]
[{"$nulls":11},"","",""]
[{"$nulls":11},"","",""]
[{"$nulls":11},"","",""]
[{"$nulls":11},"","",""]
[{"$nulls":11},"","",""]
[{"$nulls":11},"","",""]
[{"$nulls":11},"","",""]
[{"$nulls":11},"","",""]
[{"$nulls":11},"","",""]
[{"$nulls":11},"","",""]
[{"$nulls":11},"","",""]
[{"$nulls":11},"","",""]
[{"$nulls":11},"","",""]
[{"$nulls":11},"","",""]
[{"$nulls":11},"","",""]
[{"$nulls":11},"","",""]
[{"$nulls":11},"","",""]
[{"$nulls":11},"","",""]
[{"$nulls":11},"","",""]
[{"$nulls":11},"","",""]
[{"$nulls":11},"","",""]
[{"$nulls":11},"","",""]
[{"$nulls":11},"","",""]
[{"$nulls":11},"","",""]
[{"$nulls":11},"","",""]
[{"$nulls":11},"","",""]
[{"$nulls":11},"","",""]
[{"$nulls":11},"","",""]
[{"$nulls":11},"","",""]
[{"$nulls":11},"","",""]
[{"$nulls":11},"","",""]
[{"$nulls":11},"","",""]
[{"$nulls":11},"","",""]
[{"$nulls":11},"","",""]
[{"$nulls":11},"","",""]
[{"$nulls":11},"","",""]
[{"$nulls":11},"","",""]
[{"$nulls":11},"","",""]
[{"$nulls":11},"","",""]
[{"$nulls":11},"","",""]
[{"$nulls":11},"","",""]
[{"$nulls":11},"","",""]
[{"$nulls":11},"","",""]
[{"$nulls":11},"","",""]
[{"$nulls":11},"","",""]
[{"$nulls":11},"","",""]
[{"$nulls":11},"","",""]
[{"$nulls":11},"","",""]
[{"$nulls":11},"","",""]
[{"$nulls":11},"","",""]
[{"$nulls":11},"","",""]
[{"$nulls":11},"","",""]
[{"$nulls":11},"","",""]
[{"$nulls":11},"","",""]
[{"$nulls":11},"","",""]
[{"$nulls":11},"","",""]
[{"$nulls":11},"","",""]
[{"$nulls":11},"","",""]
[{"$nulls":11},"","",""]
[{"$nulls":11},"","",""]
[{"$nulls":11},"","",""]
[{"$nulls":11},"","",""]
[{"$nulls":11},"","",""]
[{"$nulls":11},"","",""]
[{"$nulls":11},"","",""]
[{"$nulls":11},"","",""]
[{"$nulls":11},"","",""]
[{"$nulls":11},"","",""]
[{"$nulls":11},"","",""]
[{"$nulls":11},"","",""]
[{"$nulls":11},"","",""]
[{"$nulls":11},"","",""]
[{"$nulls":11},"","",""]
[{"$nulls":11},"","",""]
[{"$nulls":11},"","",""]
[{"$nulls":11},"","",""]
[{"$nulls":11},"","",""]
[{"$nulls":11},"","",""]
[{"$nulls":11},"","",""]
[{"$nulls":11},"","",""]
[{"$nulls":11},"","",""]
[{"$nulls":11},"","",""]
[{"$nulls":11},"","",""]
[{"$nulls":11},"","",""]
[{"$nulls":11},"","",""]
[{"$nulls":11},"","",""]
[{"$nulls":11},"","",""]
[{"$nulls":11},"","",""]
[{"$nulls":11},"","",""]
[{"$nulls":11},"","",""]
[{"$nulls":11},"","",""]
[{"$nulls":11},"","",""]
[{"$nulls":11},"","",""]
[{"$nulls":11},"","",""]
[{"$nulls":11},"","",""]
[{"$nulls":11},"","",""]
[{"$nulls":11},"","",""]
[{"$nulls":11},"","",""]
[{"$nulls":11},"","",""]
[{"$nulls":11},"","",""]
[{"$nulls":11},"","",""]
[{"$nulls":11},"","",""]
[{"$nulls":11},"","",""]
[{"$nulls":11},"","",""]
[{"$nulls":11},"","",""]
[{"$nulls":11},"","",""]
[{"$nulls":11},"","",""]
[{"$nulls":11},"","",""]
[{"$nulls":11},"","",""]
[{"$nulls":11},"","",""]
[{"$nulls":11},"","",""]
[{"$nulls":11},"","",""]
[{"$nulls":11},"","",""]
[{"$nulls":11},"","",""]
[{"$nulls":11},"","",""]
[{"$nulls":11},"","",""]
[{"$nulls":11},"","",""]
[{"$nulls":11},"","",""]
[{"$nulls":11},"","",""]
[{"$nulls":11},"","",""]
[{"$nulls":11},"","",""]
[{"$nulls":11},"","",""]
[{"$nulls":11},"","",""]
[{"$nulls":11},"","",""]
[{"$nulls":11},"","",""]
[{"$nulls":11},"","",""]
[{"$nulls":11},"","",""]
[{"$nulls":11},"","",""]
[{"$nulls":11},"","",""]
[{"$nulls":11},"","",""]
[{"$nulls":11},"","",""]
[{"$nulls":11},"","",""]
[{"$nulls":11},"","",""]
[{"$nulls":11},"","",""]
[{"$nulls":11},"","",""]
[{"$nulls":11},"","",""]
[{"$nulls":11},"","",""]
[{"$nulls":11},"","",""]
[{"$nulls":11},"","",""]
[{"$nulls":11},"","",""]
[{"$nulls":11},"","",""]
[{"$nulls":11},"","",""]
[{"$nulls":11},"","",""]
[{"$nulls":11},"","",""]
[{"$nulls":11},"","",""]
[{"$nulls":11},"","",""]
[{"$nulls":11},"","",""]
[{"$nulls":11},"","",""]
[{"$nulls":11},"","",""]
[{"$nulls":11},"","",""]
[{"$nulls":11},"","",""]
[{"$nulls":11},"","",""]
[{"$nulls":11},"","",""]
[{"$nulls":11},"","",""]
[{"$nulls":11},"","",""]
[{"$nulls":11},"","",""]
[{"$nulls":11},"","",""]
[{"$nulls":11},"","",""]
[{"$nulls":11},"","",""]
[{"$nulls":11},"","",""]
[{"$nulls":11},"","",""]
[{"$nulls":11},"","",""]
[{"$nulls":11},"","",""]
[{"$nulls":11},"","",""]
[{"$nulls":11},"","",""]
[{"$nulls":11},"","",""]
[{"$nulls":11},"","",""]
[{"$nulls":11},"","",""]
[{"$nulls":11},"","",""]
[{"$nulls":11},"","",""]
[{"$nulls":11},"","",""]
[{"$nulls":11},"","",""]
[{"$nulls":11},"","",""]
[{"$nulls":11},"","",""]
[{"$nulls":11},"","",""]
[{"$nulls":11},"","",""]
[{"$nulls":11},"","",""]
[{"$nulls":11},"","",""]
[{"$nulls":11},"","",""]
[{"$nulls":11},"","",""]
[{"$nulls":11},"","",""]
[{"$nulls":11},"","",""]
[{"$nulls":11},"","",""]
[{"$nulls":11},"","",""]
[{"$nulls":11},"","",""]
[{"$nulls":11},"","",""]
[{"$nulls":11},"","",""]
[{"$nulls":11},"","",""]
[{"$nulls":11},"","",""]
[{"$nulls":11},"","",""]
[{"$nulls":11},"","",""]
[{"$nulls":11},"","",""]
[{"$nulls":11},"","",""]
[{"$nulls":11},"","",""]
[{"$nulls":11},"","",""]
[{"$nulls":11},"","",""]
[{"$nulls":11},"","",""]
[{"$nulls":11},"","",""]
[{"$nulls":11},"","",""]
[{"$nulls":11},"","",""]
[{"$nulls":11},"","",""]
[{"$nulls":11},"","",""]
[{"$nulls":11},"","",""]
[{"$nulls":11},"","",""]
[{"$nulls":11},"","",""]
[{"$nulls":11},"","",""]
[{"$nulls":11},"","",""]
[{"$nulls":11},"","",""]
[{"$nulls":11},"","",""]
[{"$nulls":11},"","",""]
[{"$nulls":11},"","",""]
[{"$nulls":11},"","",""]
[{"$nulls":11},"","",""]
[{"$nulls":11},"","",""]
[{"$nulls":11},"","",""]
[{"$nulls":11},"","",""]
[{"$nulls":11},"","",""]
[{"$nulls":11},"","",""]
[{"$nulls":11},"","",""]
[{"$nulls":11},"","",""]
[{"$nulls":11},"","",""]
[{"$nulls":11},"","",""]
[{"$nulls":11},"","",""]
[{"$nulls":11},"","",""]
[{"$nulls":11},"","",""]
[{"$nulls":11},"","",""]
[{"$nulls":11},"","",""]
[{"$nulls":11},"","",""]
[{"$nulls":11},"","",""]
[{"$nulls":11},"","",""]
[{"$nulls":11},"","",""]
[{"$nulls":11},"","",""]
[{"$nulls":11},"","",""]
[{"$nulls":11},"","",""]
[{"$nulls":11},"","",""]
[{"$nulls":11},"","",""]
[{"$nulls":11},"","",""]
[{"$nulls":11},"","",""]
[{"$nulls":11},"","",""]
[{"$nulls":11},"","",""]
[{"$nulls":11},"","",""]
[{"$nulls":11},"","",""]
[{"$nulls":11},"","",""]
[{"$nulls":11},"","",""]
[{"$nulls":11},"","",""]
[{"$nulls":11},"","",""]
[{"$nulls":11},"","",""]
[{"$nulls":11},"","",""]
[{"$nulls":11},"","",""]
[{"$nulls":11},"","",""]
[{"$nulls":11},"","",""]
[{"$nulls":11},"","",""]
[{"$nulls":11},"","",""]
[{"$nulls":11},"","",""]
[{"$nulls":11},"","",""]
[{"$nulls":11},"","",""]
[{"$nulls":11},"","",""]
[{"$nulls":11},"","",""]
[{"$nulls":11},"","",""]
[{"$nulls":11},"","",""]
[{"$nulls":11},"","",""]
[{"$nulls":11},"","",""]
[{"$nulls":11},"","",""]
[{"$nulls":11},"","",""]
[{"$nulls":11},"","",""]
[{"$nulls":11},"","",""]
[{"$nulls":11},"","",""]
[{"$nulls":11},"","",""]
[{"$nulls":11},"","",""]
[{"$nulls":11},"","",""]
[{"$nulls":11},"","",""]
[{"$nulls":11},"","",""]
[{"$nulls":11},"","",""]
[{"$nulls":11},"","",""]
[{"$nulls":11},"","",""]
[{"$nulls":11},"","",""]
[{"$nulls":11},"","",""]
[{"$nulls":11},"","",""]
[{"$nulls":11},"","",""]
[{"$nulls":11},"","",""]
[{"$nulls":11},"","",""]
[{"$nulls":11},"","",""]
[{"$nulls":11},"","",""]
[{"$nulls":11},"","",""]
[{"$nulls":11},"","",""]
[{"$nulls":11},"","",""]
[{"$nulls":11},"","",""]
[{"$nulls":11},"","",""]
[{"$nulls":11},"","",""]
[{"$nulls":11},"","",""]
[{"$nulls":11},"","",""]
[{"$nulls":11},"","",""]
[{"$nulls":11},"","",""]
[{"$nulls":11},"","",""]
[{"$nulls":11},"","",""]
[{"$nulls":11},"","",""]
[{"$nulls":11},"","",""]
[{"$nulls":11},"","",""]
[{"$nulls":11},"","",""]
[{"$nulls":11},"","",""]
[{"$nulls":11},"","",""]
[{"$nulls":11},"","",""]
[{"$nulls":11},"","",""]
[{"$nulls":11},"","",""]
[{"$nulls":11},"","",""]
[{"$nulls":11},"","",""]
[{"$nulls":11},"","",""]
[{"$nulls":11},"","",""]
[{"$nulls":11},"","",""]
[{"$nulls":11},"","",""]
[{"$nulls":11},"","",""]
[{"$nulls":11},"","",""]
[{"$nulls":11},"","",""]
[{"$nulls":11},"","",""]
[{"$nulls":11},"","",""]
[{"$nulls":11},"","",""]
[{"$nulls":11},"","",""]
[{"$nulls":11},"","",""]
[{"$nulls":11},"","",""]
[{"$nulls":11},"","",""]
[{"$nulls":11},"","",""]
[{"$nulls":11},"","",""]
[{"$nulls":11},"","",""]
[{"$nulls":11},"","",""]
[{"$nulls":11},"","",""]
[{"$nulls":11},"","",""]
[{"$nulls":11},"","",""]
[{"$nulls":11},"","",""]
[{"$nulls":11},"","",""]
[{"$nulls":11},"","",""]
[{"$nulls":11},"","",""]
[{"$nulls":11},"","",""]
[{"$nulls":11},"","",""]
[{"$nulls":11},"","",""]
[{"$nulls":11},"","",""]
[{"$nulls":11},"","",""]
[{"$nulls":11},"","",""]
[{"$nulls":11},"","",""]
[{"$nulls":11},"","",""]
[{"$nulls":11},"","",""]
[{"$nulls":11},"","",""]
[{"$nulls":11},"","",""]
[{"$nulls":11},"","",""]
[{"$nulls":11},"","",""]
[{"$nulls":11},"","",""]
[{"$nulls":11},"","",""]
[{"$nulls":11},"","",""]
[{"$nulls":11},"","",""]
[{"$nulls":11},"","",""]
[{"$nulls":11},"","",""]
[{"$nulls":11},"","",""]
[{"$nulls":11},"","",""]
[{"$nulls":11},"","",""]
[{"$nulls":11},"","",""]
[{"$nulls":11},"","",""]
[{"$nulls":11},"","",""]
[{"$nulls":11},"","",""]
[{"$nulls":11},"","",""]
[{"$nulls":11},"","",""]
[{"$nulls":11},"","",""]
[{"$nulls":11},"","",""]
[{"$nulls":11},"","",""]
[{"$nulls":11},"","",""]
[{"$nulls":11},"","",""]
[{"$nulls":11},"","",""]
[{"$nulls":11},"","",""]
[{"$nulls":11},"","",""]
[{"$nulls":11},"","",""]
[{"$nulls":11},"","",""]
[{"$nulls":11},"","",""]
[{"$nulls":11},"","",""]
[{"$nulls":11},"","",""]
[{"$nulls":11},"","",""]
[{"$nulls":11},"","",""]
[{"$nulls":11},"","",""]
[{"$nulls":11},"","",""]
[{"$nulls":11},"","",""]
[{"$nulls":11},"","",""]
[{"$nulls":11},"","",""]
[{"$nulls":11},"","",""]
[{"$nulls":11},"","",""]
[{"$nulls":11},"","",""]
[{"$nulls":11},"","",""]
[{"$nulls":11},"","",""]
[{"$nulls":11},"","",""]
[{"$nulls":11},"","",""]
[{"$nulls":11},"","",""]
[{"$nulls":11},"","",""]
[{"$nulls":11},"","",""]
[{"$nulls":11},"","",""]
[{"$nulls":11},"","",""]
[{"$nulls":11},"","",""]
[{"$nulls":11},"","",""]
[{"$nulls":11},"","",""]
[{"$nulls":11},"","",""]
[{"$nulls":11},"","",""]
[{"$nulls":11},"","",""]
[{"$nulls":11},"","",""]
[{"$nulls":11},"","",""]
[{"$nulls":11},"","",""]
[{"$nulls":11},"","",""]
[{"$nulls":11},"","",""]
[{"$nulls":11},"","",""]
[{"$nulls":11},"","",""]
[{"$nulls":11},"","",""]
[{"$nulls":11},"","",""]
[{"$nulls":11},"","",""]
[{"$nulls":11},"","",""]
[{"$nulls":11},"","",""]
[{"$nulls":11},"","",""]
[{"$nulls":11},"","",""]
[{"$nulls":11},"","",""]
[{"$nulls":11},"","",""]
[{"$nulls":11},"","",""]
[{"$nulls":11},"","",""]
[{"$nulls":11},"","",""]
[{"$nulls":11},"","",""]
[{"$nulls":11},"","",""]
[{"$nulls":11},"","",""]
[{"$nulls":11},"","",""]
[{"$nulls":11},"","",""]
[{"$nulls":11},"","",""]
[{"$nulls":11},"","",""]
[{"$nulls":11},"","",""]
[{"$nulls":11},"","",""]
[{"$nulls":11},"","",""]
[{"$nulls":11},"","",""]
[{"$nulls":11},"","",""]
[{"$nulls":11},"","",""]
[{"$nulls":11},"","",""]
[{"$nulls":11},"","",""]
[{"$nulls":11},"","",""]
[{"$nulls":11},"","",""]
[{"$nulls":11},"","",""]
[{"$nulls":11},"","",""]
[{"$nulls":11},"","",""]
[{"$nulls":11},"","",""]
[{"$nulls":11},"","",""]
[{"$nulls":11},"","",""]
[{"$nulls":11},"","",""]
[{"$nulls":11},"","",""]
[{"$nulls":11},"","",""]
[{"$nulls":11},"","",""]
[{"$nulls":11},"","",""]
[{"$nulls":11},"","",""]
[{"$nulls":11},"","",""]
[{"$nulls":11},"","",""]
[{"$nulls":11},"","",""]
[{"$nulls":11},"","",""]
[{"$nulls":11},"","",""]
[{"$nulls":11},"","",""]
[{"$nulls":11},"","",""]
[{"$nulls":11},"","",""]
[{"$nulls":11},"","",""]
[{"$nulls":11},"","",""]
[{"$nulls":11},"","",""]
[{"$nulls":11},"","",""]
[{"$nulls":11},"","",""]
[{"$nulls":11},"","",""]
[{"$nulls":11},"","",""]
[{"$nulls":11},"","",""]
[{"$nulls":11},"","",""]
[{"$nulls":11},"","",""]
[{"$nulls":11},"","",""]
[{"$nulls":11},"","",""]
[{"$nulls":11},"","",""]
[{"$nulls":11},"","",""]
[{"$nulls":11},"","",""]
[{"$nulls":11},"","",""]
[{"$nulls":11},"","",""]
[{"$nulls":11},"","",""]
[{"$nulls":11},"","",""]
[{"$nulls":11},"","",""]
[{"$nulls":11},"","",""]
[{"$nulls":11},"","",""]
[{"$nulls":11},"","",""]
[{"$nulls":11},"","",""]
[{"$nulls":11},"","",""]
[{"$nulls":11},"","",""]
[{"$nulls":11},"","",""]
[{"$nulls":11},"","",""]
[{"$nulls":11},"","",""]
[{"$nulls":11},"","",""]
[{"$nulls":11},"","",""]
[{"$nulls":11},"","",""]
[{"$nulls":11},"","",""]
[{"$nulls":11},"","",""]
[{"$nulls":11},"","",""]
[{"$nulls":11},"","",""]
[{"$nulls":11},"","",""]
[{"$nulls":11},"","",""]
[{"$nulls":11},"","",""]
[{"$nulls":11},"","",""]
[{"$nulls":11},"","",""]
[{"$nulls":11},"","",""]
[{"$nulls":11},"","",""]
[{"$nulls":11},"","",""]
[{"$nulls":11},"","",""]
[{"$nulls":11},"","",""]
[{"$nulls":11},"","",""]
[{"$nulls":11},"","",""]
[{"$nulls":11},"","",""]
[{"$nulls":11},"","",""]
[{"$nulls":11},"","",""]
[{"$nulls":11},"","",""]
[{"$nulls":11},"","",""]
[{"$nulls":11},"","",""]
[{"$nulls":11},"","",""]
[{"$nulls":11},"","",""]
[{"$nulls":11},"","",""]
[{"$nulls":11},"","",""]
[{"$nulls":11},"","",""]
[{"$nulls":11},"","",""]
[{"$nulls":11},"","",""]
[{"$nulls":11},"","",""]
[{"$nulls":11},"","",""]
[{"$nulls":11},"","",""]
[{"$nulls":11},"","",""]
[{"$nulls":11},"","",""]
[{"$nulls":11},"","",""]
[{"$nulls":11},"","",""]
[{"$nulls":11},"","",""]
[{"$nulls":11},"","",""]
[{"$nulls":11},"","",""]
[{"$nulls":11},"","",""]
[{"$nulls":11},"","",""]
[{"$nulls":11},"","",""]
[{"$nulls":11},"","",""]
[{"$nulls":11},"","",""]
[{"$nulls":11},"","",""]
[{"$nulls":11},"","",""]
[{"$nulls":11},"","",""]
[{"$nulls":11},"","",""]
[{"$nulls":11},"","",""]
[{"$nulls":11},"","",""]
[{"$nulls":11},"","",""]
[{"$nulls":11},"","",""]
[{"$nulls":11},"","",""]
[{"$nulls":11},"","",""]
[{"$nulls":11},"","",""]
[{"$nulls":11},"","",""]
[{"$nulls":11},"","",""]
[{"$nulls":11},"","",""]
[{"$nulls":11},"","",""]
[{"$nulls":11},"","",""]
[{"$nulls":11},"","",""]
[{"$nulls":11},"","",""]
[{"$nulls":11},"","",""]
[{"$nulls":11},"","",""]
[{"$nulls":11},"","",""]
[{"$nulls":11},"","",""]
[{"$nulls":11},"","",""]
[{"$nulls":11},"","",""]
[{"$nulls":11},"","",""]
[{"$nulls":11},"","",""]
[{"$nulls":11},"","",""]
[{"$nulls":11},"","",""]
[{"$nulls":11},"","",""]
[{"$nulls":11},"","",""]
[{"$nulls":11},"","",""]
[{"$nulls":11},"","",""]
[{"$nulls":11},"","",""]
[{"$nulls":11},"","",""]
[{"$nulls":11},"","",""]
[{"$nulls":11},"","",""]
[{"$nulls":11},"","",""]
[{"$nulls":11},"","",""]
[{"$nulls":11},"","",""]
[{"$nulls":11},"","",""]
[{"$nulls":11},"","",""]
[{"$nulls":11},"","",""]
[{"$nulls":11},"","",""]
[{"$nulls":11},"","",""]
[{"$nulls":11},"","",""]
[{"$nulls":11},"","",""]
[{"$nulls":11},"","",""]
[{"$nulls":11},"","",""]
[{"$nulls":11},"","",""]
[{"$nulls":11},"","",""]
[{"$nulls":11},"","",""]
[{"$nulls":11},"","",""]
[{"$nulls":11},"","",""]
[{"$nulls":11},"","",""]
[{"$nulls":11},"","",""]
[{"$nulls":11},"","",""]
[{"$nulls":11},"","",""]
[{"$nulls":11},"","",""]
[{"$nulls":11},"","",""]
[{"$nulls":11},"","",""]
[{"$nulls":11},"","",""]
[{"$nulls":11},"","",""]
[{"$nulls":11},"","",""]
[{"$nulls":11},"","",""]
[{"$nulls":11},"","",""]
[{"$nulls":11},"","",""]
[{"$nulls":11},"","",""]
[{"$nulls":11},"","",""]
[{"$nulls":11},"","",""]
[{"$nulls":11},"","",""]
[{"$nulls":11},"","",""]
[{"$nulls":11},"","",""]
[{"$nulls":11},"","",""]
[{"$nulls":11},"","",""]
[{"$nulls":11},"","",""]
[{"$nulls":11},"","",""]
[{"$nulls":11},"","",""]
[{"$nulls":11},"","",""]
[{"$nulls":11},"","",""]
[{"$nulls":11},"","",""]
[{"$nulls":11},"","",""]
[{"$nulls":11},"","",""]
[{"$nulls":11},"","",""]
[{"$nulls":11},"","",""]
[{"$nulls":11},"","",""]
[{"$nulls":11},"","",""]
[{"$nulls":11},"","",""]
[{"$nulls":11},"","",""]
[{"$nulls":11},"","",""]
[{"$nulls":11},"","",""]
[{"$nulls":11},"","",""]
[{"$nulls":11},"","",""]
[{"$nulls":11},"","",""]
[{"$nulls":11},"","",""]
[{"$nulls":11},"","",""]
[{"$nulls":11},"","",""]
[{"$nulls":11},"","",""]
[{"$nulls":11},"","",""]
[{"$nulls":11},"","",""]
[{"$nulls":11},"","",""]
[{"$nulls":11},"","",""]
[{"$nulls":11},"","",""]
[{"$nulls":11},"","",""]
[{"$nulls":11},"","",""]
[{"$nulls":11},"","",""]
[{"$nulls":11},"","",""]
[{"$nulls":11},"","",""]
[{"$nulls":11},"","",""]
[{"$nulls":11},"","",""]
[{"$nulls":11},"","",""]
[{"$nulls":11},"","",""]
[{"$nulls":11},"","",""]
[{"$nulls":11},"","",""]
[{"$nulls":11},"","",""]
[{"$nulls":11},"","",""]
[{"$nulls":11},"","",""]
[{"$nulls":11},"","",""]
[{"$nulls":11},"","",""]
[{"$nulls":11},"","",""]
[{"$nulls":11},"","",""]
[{"$nulls":11},"","",""]
[{"$nulls":11},"","",""]
[{"$nulls":11},"","",""]
[{"$nulls":11},"","",""]
[{"$nulls":11},"","",""]
[{"$nulls":11},"","",""]
[{"$nulls":11},"","",""]
[{"$nulls":11},"","",""]
[{"$nulls":11},"","",""]
[{"$nulls":11},"","",""]
[{"$nulls":11},"","",""]
[{"$nulls":11},"","",""]
[{"$nulls":11},"","",""]
[{"$nulls":11},"","",""]
[{"$nulls":11},"","",""]
[{"$nulls":11},"","",""]
[{"$nulls":11},"","",""]
[{"$nulls":11},"","",""]
[{"$nulls":11},"","",""]
[{"$nulls":11},"","",""]
[{"$nulls":11},"","",""]
[{"$nulls":11},"","",""]
[{"$nulls":11},"","",""]
[{"$nulls":11},"","",""]
[{"$nulls":11},"","",""]
[{"$nulls":11},"","",""]
[{"$nulls":11},"","",""]
[{"$nulls":11},"","",""]
[{"$nulls":11},"","",""]
[{"$nulls":11},"","",""]
[{"$nulls":11},"","",""]
[{"$nulls":11},"","",""]
[{"$nulls":11},"","",""]
[{"$nulls":11},"","",""]
[{"$nulls":11},"","",""]
[{"$nulls":11},"","",""]
[{"$nulls":11},"","",""]
[{"$nulls":11},"","",""]
[{"$nulls":11},"","",""]
[{"$nulls":11},"","",""]
[{"$nulls":11},"","",""]
[{"$nulls":11},"","",""]
[{"$nulls":11},"","",""]
[{"$nulls":11},"","",""]
[{"$nulls":11},"","",""]
[{"$nulls":11},"","",""]
[{"$nulls":11},"","",""]
[{"$nulls":11},"","",""]
[{"$nulls":11},"","",""]
[{"$nulls":11},"","",""]
[{"$nulls":11},"","",""]
[{"$nulls":11},"","",""]
[{"$nulls":11},"","",""]
[{"$nulls":11},"","",""]
[{"$nulls":11},"","",""]
[{"$nulls":11},"","",""]
[{"$nulls":11},"","",""]
[{"$nulls":11},"","",""]
[{"$nulls":11},"","",""]
[{"$nulls":11},"","",""]
[{"$nulls":11},"","",""]
[{"$nulls":11},"","",""]
[{"$nulls":11},"","",""]
[{"$nulls":11},"","",""]
[{"$nulls":11},"","",""]
[{"$nulls":11},"","",""]
[{"$nulls":11},"","",""]
[{"$nulls":11},"","",""]
[{"$nulls":11},"","",""]
[{"$nulls":11},"","",""]
[{"$nulls":11},"","",""]
[{"$nulls":11},"","",""]
[{"$nulls":11},"","",""]
[{"$nulls":11},"","",""]
[{"$nulls":11},"","",""]
[{"$nulls":11},"","",""]
[{"$nulls":11},"","",""]
[{"$nulls":11},"","",""]
[{"$nulls":11},"","",""]
[{"$nulls":11},"","",""]
[{"$nulls":11},"","",""]
[{"$nulls":11},"","",""]
[{"$nulls":11},"","",""]
[{"$nulls":11},"","",""]
[{"$nulls":11},"","",""]
[{"$nulls":11},"","",""]
[{"$nulls":11},"","",""]
[{"$nulls":11},"","",""]
[{"$nulls":11},"","",""]
[{"$nulls":11},"","",""]
[{"$nulls":11},"","",""]
[{"$nulls":11},"","",""]
[{"$nulls":11},"","",""]
[{"$nulls":11},"","",""]
[{"$nulls":11},"","",""]
[{"$nulls":11},"","",""]
[{"$nulls":11},"","",""]
[{"$nulls":11},"","",""]
[{"$nulls":11},"","",""]
[{"$nulls":11},"","",""]
[{"$nulls":11},"","",""]
[{"$nulls":11},"","",""]
[{"$nulls":11},"","",""]
[{"$nulls":11},"","",""]
[{"$nulls":11},"","",""]
[{"$nulls":11},"","",""]
[{"$nulls":11},"","",""]
[{"$nulls":11},"","",""]
[{"$nulls":11},"","",""]
[{"$nulls":11},"","",""]
[{"$nulls":11},"","",""]
[{"$nulls":11},"","",""]
[{"$nulls":11},"","",""]
[{"$nulls":11},"","",""]
[{"$nulls":11},"","",""]
[{"$nulls":11},"","",""]
[{"$nulls":11},"","",""]
[{"$nulls":11},"","",""]
[{"$nulls":11},"","",""]
[{"$nulls":11},"","",""]
[{"$nulls":11},"","",""]
[{"$nulls":11},"","",""]
[{"$nulls":11},"","",""]
[{"$nulls":11},"","",""]
[{"$nulls":11},"","",""]
[{"$nulls":11},"","",""]
[{"$nulls":11},"","",""]
[{"$nulls":11},"","",""]
[{"$nulls":11},"","",""]
[{"$nulls":11},"","",""]
[{"$nulls":11},"","",""]
[{"$nulls":11},"","",""]
[{"$nulls":11},"","",""]
[{"$nulls":11},"","",""]
[{"$nulls":11},"","",""]
[{"$nulls":11},"","",""]
[{"$nulls":11},"","",""]
[{"$nulls":11},"","",""]
[{"$nulls":11},"","",""]
[{"$nulls":11},"","",""]
[{"$nulls":11},"","",""]
[{"$nulls":11},"","",""]
[{"$nulls":11},"","",""]
[{"$nulls":11},"","",""]
[{"$nulls":11},"","",""]
[{"$nulls":11},"","",""]
[{"$nulls":11},"","",""]
[{"$nulls":11},"","",""]
[{"$nulls":11},"","",""]
[{"$nulls":11},"","",""]
[{"$nulls":11},"","",""]
[{"$nulls":11},"","",""]
[{"$nulls":11},"","",""]
[{"$nulls":11},"","",""]
[{"$nulls":11},"","",""]
[{"$nulls":11},"","",""]
[{"$nulls":11},"","",""]
[{"$nulls":11},"","",""]
[{"$nulls":11},"","",""]
[{"$nulls":11},"","",""]
[{"$nulls":11},"","",""]
[{"$nulls":11},"","",""]
[{"$nulls":11},"","",""]
[{"$nulls":11},"","",""]
[{"$nulls":11},"","",""]
[{"$nulls":11},"","",""]
[{"$nulls":11},"","",""]
[{"$nulls":11},"","",""]
[{"$nulls":11},"","",""]
[{"$nulls":11},"","",""]
[{"$nulls":11},"","",""]
[{"$nulls":11},"","",""]
[{"$nulls":11},"","",""]
[{"$nulls":11},"","",""]
[{"$nulls":11},"","",""]
[{"$nulls":11},"","",""]
[{"$nulls":11},"","",""]
[{"$nulls":11},"","",""]
[{"$nulls":11},"","",""]
[{"$nulls":11},"","",""]
[{"$nulls":11},"","",""]
[{"$nulls":11},"","",""]
[{"$nulls":11},"","",""]
[{"$nulls":11},"","",""]
[{"$nulls":11},"","",""]
[{"$nulls":11},"","",""]
[{"$nulls":11},"","",""]
[{"$nulls":11},"","",""]
[{"$nulls":11},"","",""]
[{"$nulls":11},"","",""]
[{"$nulls":11},"","",""]
[{"$nulls":11},"","",""]
[{"$nulls":11},"","",""]
[{"$nulls":11},"","",""]
[{"$nulls":11},"","",""]
[{"$nulls":11},"","",""]
[{"$nulls":11},"","",""]
[{"$nulls":11},"","",""]
[{"$nulls":11},"","",""]
[{"$nulls":11},"","",""]
[{"$nulls":11},"","",""]
[{"$nulls":11},"","",""]
[{"$nulls":11},"","",""]
[{"$nulls":11},"","",""]
[{"$nulls":11},"","",""]
[{"$nulls":11},"","",""]
[{"$nulls":11},"","",""]
[{"$nulls":11},"","",""]
[{"$nulls":11},"","",""]
[{"$nulls":11},"","",""]
[{"$nulls":11},"","",""]
[{"$nulls":11},"","",""]
[{"$nulls":11},"","",""]
[{"$nulls":11},"","",""]
[{"$nulls":11},"","",""]
[{"$nulls":11},"","",""]
[{"$nulls":11},"","",""]
[{"$nulls":11},"","",""]
[{"$nulls":11},"","",""]
[{"$nulls":11},"","",""]
[{"$nulls":11},"","",""]
[{"$nulls":11},"","",""]
[{"$nulls":11},"","",""]
[{"$nulls":11},"","",""]
[{"$nulls":11},"","",""]
[{"$nulls":11},"","",""]
[{"$nulls":11},"","",""]
[{"$nulls":11},"","",""]
[{"$nulls":11},"","",""]
[{"$nulls":11},"","",""]
[{"$nulls":11},"","",""]
[{"$nulls":11},"","",""]
[{"$nulls":11},"","",""]
[{"$nulls":11},"","",""]
[{"$nulls":11},"","",""]
[{"$nulls":11},"","",""]
[{"$nulls":11},"","",""]
[{"$nulls":11},"","",""]
[{"$nulls":11},"","",""]
[{"$nulls":11},"","",""]
[{"$nulls":11},"","",""]
[{"$nulls":11},"","",""]
[{"$nulls":11},"","",""]
[{"$nulls":11},"","",""]
[{"$nulls":11},"","",""]
[{"$nulls":11},"","",""]
[{"$nulls":11},"","",""]
[{"$nulls":11},"","",""]
[{"$nulls":11},"","",""]
[{"$nulls":11},"","",""]
[{"$nulls":11},"","",""]
[{"$nulls":11},"","",""]
[{"$nulls":11},"","",""]
[{"$nulls":11},"","",""]
[{"$nulls":11},"","",""]
[{"$nulls":11},"","",""]
[{"$nulls":11},"","",""]
[{"$nulls":11},"","",""]
[{"$nulls":11},"","",""]
[{"$nulls":11},"","",""]
[{"$nulls":11},"","",""]
[{"$nulls":11},"","",""]
[{"$nulls":11},"","",""]
[{"$nulls":11},"","",""]
[{"$nulls":11},"","",""]
[{"$nulls":11},"","",""]
[{"$nulls":11},"","",""]
[{"$nulls":11},"","",""]
[{"$nulls":11},"","",""]
[{"$nulls":11},"","",""]
[{"$nulls":11},"","",""]
[{"$nulls":11},"","",""]
[{"$nulls":11},"","",""]
[{"$nulls":11},"","",""]
[{"$nulls":11},"","",""]
[{"$nulls":11},"","",""]
[{"$nulls":11},"","",""]
[{"$nulls":11},"","",""]
[{"$nulls":11},"","",""]
[{"$nulls":11},"","",""]
[{"$nulls":11},"","",""]
[{"$nulls":11},"","",""]
[{"$nulls":11},"","",""]
[{"$nulls":11},"","",""]
[{"$nulls":11},"","",""]
[{"$nulls":11},"","",""]
[{"$nulls":11},"","",""]
[{"$nulls":11},"","",""]
[{"$nulls":11},"","",""]
[{"$nulls":11},"","",""]
[{"$nulls":11},"","",""]
[{"$nulls":11},"","",""]
[{"$nulls":11},"","",""]
[{"$nulls":11},"","",""]
[{"$nulls":11},"","",""]
[{"$nulls":11},"","",""]
[{"$nulls":11},"","",""]
[{"$nulls":11},"","",""]
[{"$nulls":11},"","",""]
[{"$nulls":11},"","",""]
[{"$nulls":11},"","",""]
[{"$nulls":11},"","",""]
[{"$nulls":11},"","",""]
[{"$nulls":11},"","",""]
[{"$nulls":11},"","",""]
[{"$nulls":11},"","",""]
[{"$nulls":11},"","",""]
[{"$nulls":11},"","",""]
[{"$nulls":11},"","",""]
[{"$nulls":11},"","",""]
[{"$nulls":11},"","",""]
[{"$nulls":11},"","",""]
[{"$nulls":11},"","",""]
[{"$nulls":11},"","",""]
[{"$nulls":11},"","",""]
[{"$nulls":11},"","",""]
[{"$nulls":11},"","",""]
[{"$nulls":11},"","",""]
[{"$nulls":11},"","",""]
[{"$nulls":11},"","",""]
[{"$nulls":11},"","",""]
[{"$nulls":11},"","",""]
[{"$nulls":11},"","",""]
[{"$nulls":11},"","",""]
[{"$nulls":11},"","",""]
[{"$nulls":11},"","",""]
[{"$nulls":11},"","",""]
[{"$nulls":11},"","",""]
[{"$nulls":11},"","",""]
[{"$nulls":11},"","",""]
[{"$nulls":11},"","",""]
[{"$nulls":11},"","",""]
[{"$nulls":11},"","",""]
[{"$nulls":11},"","",""]
[{"$nulls":11},"","",""]
[{"$nulls":11},"","",""]
[{"$nulls":11},"","",""]
[{"$nulls":11},"","",""]
[{"$nulls":11},"","",""]
[{"$nulls":11},"","",""]
[{"$nulls":11},"","",""]
[{"$nulls":11},"","",""]
[{"$nulls":11},"","",""]
[{"$nulls":11},"","",""]
[{"$nulls":11},"","",""]
[{"$nulls":11},"","",""]
[{"$nulls":11},"","",""]
[{"$nulls":11},"","",""]
[{"$nulls":11},"","",""]
[{"$nulls":11},"","",""]
[{"$nulls":11},"","",""]
[{"$nulls":11},"","",""]
[{"$nulls":11},"","",""]
[{"$nulls":11},"","",""]
[{"$nulls":11},"","",""]
[{"$nulls":11},"","",""]
[{"$nulls":11},"","",""]
[{"$nulls":11},"","",""]
[{"$nulls":11},"","",""]
[{"$nulls":11},"","",""]
[{"$nulls":11},"","",""]
[{"$nulls":11},"","",""]
[{"$nulls":11},"","",""]
[{"$nulls":11},"","",""]
[{"$nulls":11},"","",""]
[{"$nulls":11},"","",""]
[{"$nulls":11},"","",""]
[{"$nulls":11},"","",""]
[{"$nulls":11},"","",""]
[{"$nulls":11},"","",""]
[{"$nulls":11},"","",""]
[{"$nulls":11},"","",""]
[{"$nulls":11},"","",""]
[{"$nulls":11},"","",""]
[{"$nulls":11},"","",""]
[{"$nulls":11},"","",""]
[{"$nulls":11},"","",""]
[{"$nulls":11},"","",""]
[{"$nulls":11},"","",""]
[{"$nulls":11},"","",""]
[{"$nulls":11},"","",""]
[{"$nulls":11},"","",""]
[{"$nulls":11},"","",""]
[{"$nulls":11},"","",""]
[{"$nulls":11},"","",""]
[{"$nulls":11},"","",""]
[{"$nulls":11},"","",""]
[{"$nulls":11},"","",""]
[{"$nulls":11},"","",""]
[{"$nulls":11},"","",""]
[{"$nulls":11},"","",""]
[{"$nulls":11},"","",""]
[{"$nulls":11},"","",""]
[{"$nulls":11},"","",""]
[{"$nulls":11},"","",""]
[{"$nulls":11},"","",""]
[{"$nulls":11},"","",""]
[{"$nulls":11},"","",""]
[{"$nulls":11},"","",""]
[{"$nulls":11},"","",""]
[{"$nulls":11},"","",""]
[{"$nulls":11},"","",""]
[{"$nulls":11},"","",""]
[{"$nulls":11},"","",""]
[{"$nulls":11},"","",""]
[{"$nulls":11},"","",""]
[{"$nulls":11},"","",""]
[{"$nulls":11},"","",""]
[{"$nulls":11},"","",""]
[{"$nulls":11},"","",""]
[{"$nulls":11},"","",""]
[{"$nulls":11},"","",""]
[{"$nulls":11},"","",""]
[{"$nulls":11},"","",""]
[{"$nulls":11},"","",""]
[{"$nulls":11},"","",""]
[{"$nulls":11},"","",""]
[{"$nulls":11},"","",""]
[{"$nulls":11},"","",""]
[{"$nulls":11},"","",""]
[{"$nulls":11},"","",""]
[{"$nulls":11},"","",""]
[{"$nulls":11},"","",""]
[{"$nulls":11},"","",""]
[{"$nulls":11},"","",""]
[{"$nulls":11},"","",""]
[{"$nulls":11},"","",""]
[{"$nulls":11},"","",""]
[{"$nulls":11},"","",""]
[{"$nulls":11},"","",""]
[{"$nulls":11},"","",""]
[{"$nulls":11},"","",""]
[{"$nulls":11},"","",""]
[{"$nulls":11},"","",""]
[{"$nulls":11},"","",""]
[{"$nulls":11},"","",""]
[{"$nulls":11},"","",""]
[{"$nulls":11},"","",""]
[{"$nulls":11},"","",""]
[{"$nulls":11},"","",""]
[{"$nulls":11},"","",""]
[{"$nulls":11},"","",""]
[{"$nulls":11},"","",""]
[{"$nulls":11},"","",""]
[{"$nulls":11},"","",""]
[{"$nulls":11},"","",""]
[{"$nulls":11},"","",""]
[{"$nulls":11},"","",""]
[{"$nulls":11},"","",""]
[{"$nulls":11},"","",""]
[{"$nulls":11},"","",""]
[{"$nulls":11},"","",""]
[{"$nulls":11},"","",""]
[{"$nulls":11},"","",""]
[{"$nulls":11},"","",""]
[{"$nulls":11},"","",""]
[{"$nulls":11},"","",""]
[{"$nulls":11},"","",""]
[{"$nulls":11},"","",""]
[{"$nulls":11},"","",""]
[{"$nulls":11},"","",""]
[{"$nulls":11},"","",""]
[{"$nulls":11},"","",""]
[{"$nulls":11},"","",""]
[{"$nulls":11},"","",""]
[{"$nulls":11},"","",""]
[{"$nulls":11},"","",""]
[{"$nulls":11},"","",""]
[{"$nulls":11},"","",""]
[{"$nulls":11},"","",""]
[{"$nulls":11},"","",""]
[{"$nulls":11},"","",""]
[{"$nulls":11},"","",""]
[{"$nulls":11},"","",""]
[{"$nulls":11},"","",""]
[{"$nulls":11},"","",""]
[{"$nulls":11},"","",""]
[{"$nulls":11},"","",""]
[{"$nulls":11},"","",""]
[{"$nulls":11},"","",""]
[{"$nulls":11},"","",""]
[{"$nulls":11},"","",""]
[{"$nulls":11},"","",""]
[{"$nulls":11},"","",""]
[{"$nulls":11},"","",""]
[{"$nulls":11},"","",""]
[{"$nulls":11},"","",""]
[{"$nulls":11},"","",""]
[{"$nulls":11},"","",""]
[{"$nulls":11},"","",""]
[{"$nulls":11},"","",""]
[{"$nulls":11},"","",""]
[{"$nulls":11},"","",""]
[{"$nulls":11},"","",""]
[{"$nulls":11},"","",""]
[{"$nulls":11},"","",""]
[{"$nulls":11},"","",""]
[{"$nulls":11},"","",""]
[{"$nulls":11},"","",""]
[{"$nulls":11},"","",""]
[{"$nulls":11},"","",""]
[{"$nulls":11},"","",""]
[{"$nulls":11},"","",""]
[{"$nulls":11},"","",""]
[{"$nulls":11},"","",""]
[{"$nulls":11},"","",""]
[{"$nulls":11},"","",""]
[{"$nulls":11},"","",""]
[{"$nulls":11},"","",""]
[{"$nulls":11},"","",""]
[{"$nulls":11},"","",""]
[{"$nulls":11},"","",""]
[{"$nulls":11},"","",""]
[{"$nulls":11},"","",""]
[{"$nulls":11},"","",""]
[{"$nulls":11},"","",""]
[{"$nulls":11},"","",""]
[{"$nulls":11},"","",""]
[{"$nulls":11},"","",""]
[{"$nulls":11},"","",""]
[{"$nulls":11},"","",""]
[{"$nulls":11},"","",""]
[{"$nulls":11},"","",""]
[{"$nulls":11},"","",""]
[{"$nulls":11},"","",""]
[{"$nulls":11},"","",""]
[{"$nulls":11},"","",""]
[{"$nulls":11},"","",""]
[{"$nulls":11},"","",""]
[{"$nulls":11},"","",""]
[{"$nulls":11},"","",""]
[{"$nulls":11},"","",""]
[{"$nulls":11},"","",""]
[{"$nulls":11},"","",""]
[{"$nulls":11},"","",""]
[{"$nulls":11},"","",""]
[{"$nulls":11},"","",""]
[{"$nulls":11},"","",""]
[{"$nulls":11},"","",""]
[{"$nulls":11},"","",""]
[{"$nulls":11},"","",""]
[{"$nulls":11},"","",""]
[{"$nulls":11},"","",""]
[{"$nulls":11},"","",""]
[{"$nulls":11},"","",""]
[{"$nulls":11},"","",""]
[{"$nulls":11},"","",""]
[{"$nulls":11},"","",""]
[{"$nulls":11},"","",""]
[{"$nulls":11},"","",""]
[{"$nulls":11},"","",""]
[{"$nulls":11},"","",""]
[{"$nulls":11},"","",""]
[{"$nulls":11},"","",""]
[{"$nulls":11},"","",""]
[{"$nulls":11},"","",""]
[{"$nulls":11},"","",""]
[{"$nulls":11},"","",""]
[{"$nulls":11},"","",""]
[{"$nulls":11},"","",""]
[{"$nulls":11},"","",""]
[{"$nulls":11},"","",""]
[{"$nulls":11},"","",""]
[{"$nulls":11},"","",""]
[{"$nulls":11},"","",""]
[{"$nulls":11},"","",""]
[{"$nulls":11},"","",""]
[{"$nulls":11},"","",""]
[{"$nulls":11},"","",""]
[{"$nulls":11},"","",""]
[{"$nulls":11},"","",""]
[{"$nulls":11},"","",""]
[{"$nulls":11},"","",""]
[{"$nulls":11},"","",""]
[{"$nulls":11},"","",""]
[{"$nulls":11},"","",""]
[{"$nulls":11},"","",""]
[{"$nulls":11},"","",""]
[{"$nulls":11},"","",""]
[{"$nulls":11},"","",""]
[{"$nulls":11},"","",""]
[{"$nulls":11},"","",""]
[{"$nulls":11},"","",""]
[{"$nulls":11},"","",""]
[{"$nulls":11},"","",""]
[{"$nulls":11},"","",""]
[{"$nulls":11},"","",""]
[{"$nulls":11},"","",""]
[{"$nulls":11},"","",""]
[{"$nulls":11},"","",""]
[{"$nulls":11},"","",""]
[{"$nulls":11},"","",""]
[{"$nulls":11},"","",""]
[{"$nulls":11},"","",""]
[{"$nulls":11},"","",""]
[{"$nulls":11},"","",""]
[{"$nulls":11},"","",""]
[{"$nulls":11},"","",""]
[{"$nulls":11},"","",""]
[{"$nulls":11},"","",""]
[{"$nulls":11},"","",""]
[{"$nulls":11},"","",""]
[{"$nulls":11},"","",""]
[{"$nulls":11},"","",""]
[{"$nulls":11},"","",""]
[{"$nulls":11},"","",""]
[{"$nulls":11},"","",""]
[{"$nulls":11},"","",""]
[{"$nulls":11},"","",""]
[{"$nulls":11},"","",""]
[{"$nulls":11},"","",""]
[{"$nulls":11},"","",""]
[{"$nulls":11},"","",""]
[{"$nulls":11},"","",""]
[{"$nulls":11},"","",""]
[{"$nulls":11},"","",""]
[{"$nulls":11},"","",""]
[{"$nulls":11},"","",""]
[{"$nulls":11},"","",""]
[{"$nulls":11},"","",""]
[{"$nulls":11},"","",""]
[{"$nulls":11},"","",""]
[{"$nulls":11},"","",""]
[{"$nulls":11},"","",""]
[{"$nulls":11},"","",""]
[{"$nulls":11},"","",""]
[{"$nulls":11},"","",""]
[{"$nulls":11},"","",""]
[{"$nulls":11},"","",""]
[{"$nulls":11},"","",""]
[{"$nulls":11},"","",""]
[{"$nulls":11},"","",""]
[{"$nulls":11},"","",""]
[{"$nulls":11},"","",""]
[{"$nulls":11},"","",""]
[{"$nulls":11},"","",""]
[{"$nulls":11},"","",""]
[{"$nulls":11},"","",""]
[{"$nulls":11},"","",""]
[{"$nulls":11},"","",""]
[{"$nulls":11},"","",""]
[{"$nulls":11},"","",""]
[{"$nulls":11},"","",""]
[{"$nulls":11},"","",""]
[{"$nulls":11},"","",""]
[{"$nulls":11},"","",""]
[{"$nulls":11},"","",""]
[{"$nulls":11},"","",""]
[{"$nulls":11},"","",""]
[{"$nulls":11},"","",""]
[{"$nulls":11},"","",""]
[{"$nulls":11},"","",""]
[{"$nulls":11},"","",""]
[{"$nulls":11},"","",""]
[{"$nulls":11},"","",""]
[{"$nulls":11},"","",""]
[{"$nulls":11},"","",""]
[{"$nulls":11},"","",""]
[{"$nulls":11},"","",""]
[{"$nulls":11},"","",""]
[{"$nulls":11},"","",""]
[{"$nulls":11},"","",""]
[{"$nulls":11},"","",""]
[{"$nulls":11},"","",""]
[{"$nulls":11},"","",""]
[{"$nulls":11},"","",""]
[{"$nulls":11},"","",""]
[{"$nulls":11},"","",""]
[{"$nulls":11},"","",""]
[{"$nulls":11},"","",""]
[{"$nulls":11},"","",""]
[{"$nulls":11},"","",""]
[{"$nulls":11},"","",""]
[{"$nulls":11},"","",""]
[{"$nulls":11},"","",""]
[{"$nulls":11},"","",""]
[{"$nulls":11},"","",""]
[{"$nulls":11},"","",""]
[{"$nulls":11},"","",""]
[{"$nulls":11},"","",""]
[{"$nulls":11},"","",""]
[{"$nulls":11},"","",""]
[{"$nulls":11},"","",""]
[{"$nulls":11},"","",""]
[{"$nulls":11},"","",""]
[{"$nulls":11},"","",""]
[{"$nulls":11},"","",""]
[{"$nulls":11},"","",""]
[{"$nulls":11},"","",""]
[{"$nulls":11},"","",""]
[{"$nulls":11},"","",""]
[{"$nulls":11},"","",""]
[{"$nulls":11},"","",""]
[{"$nulls":11},"","",""]
[{"$nulls":11},"","",""]
[{"$nulls":11},"","",""]
[{"$nulls":11},"","",""]
[{"$nulls":11},"","",""]
[{"$nulls":11},"","",""]
[{"$nulls":11},"","",""]
[{"$nulls":11},"","",""]
[{"$nulls":11},"","",""]
[{"$nulls":11},"","",""]
[{"$nulls":11},"","",""]
[{"$nulls":11},"","",""]
[{"$nulls":11},"","",""]
[{"$nulls":11},"","",""]
[{"$nulls":11},"","",""]
[{"$nulls":11},"","",""]
[{"$nulls":11},"","",""]
[{"$nulls":11},"","",""]
[{"$nulls":11},"","",""]
[{"$nulls":11},"","",""]
[{"$nulls":11},"","",""]
[{"$nulls":11},"","",""]
[{"$nulls":11},"","",""]
[{"$nulls":11},"","",""]
[{"$nulls":11},"","",""]
[{"$nulls":11},"","",""]
[{"$nulls":11},"","",""]
[{"$nulls":11},"","",""]
[{"$nulls":11},"","",""]
[{"$nulls":11},"","",""]
[{"$nulls":11},"","",""]
[{"$nulls":11},"","",""]
[{"$nulls":11},"","",""]
[{"$nulls":11},"","",""]
[{"$nulls":11},"","",""]
[{"$nulls":11},"","",""]
[{"$nulls":11},"","",""]
[{"$nulls":11},"","",""]
[{"$nulls":11},"","",""]
[{"$nulls":11},"","",""]
[{"$nulls":11},"","",""]
[{"$nulls":11},"","",""]
[{"$nulls":11},"","",""]
[{"$nulls":11},"","",""]
[{"$nulls":11},"","",""]
[{"$nulls":11},"","",""]
[{"$nulls":11},"","",""]
[{"$nulls":11},"","",""]
[{"$nulls":11},"","",""]
[{"$nulls":11},"","",""]
[{"$nulls":11},"","",""]
[{"$nulls":11},"","",""]
[{"$nulls":11},"","",""]
[{"$nulls":11},"","",""]
[{"$nulls":11},"","",""]
[{"$nulls":11},"","",""]
[{"$nulls":11},"","",""]
[{"$nulls":11},"","",""]
[{"$nulls":11},"","",""]
[{"$nulls":11},"","",""]
[{"$nulls":11},"","",""]
[{"$nulls":11},"","",""]
[{"$nulls":11},"","",""]
[{"$nulls":11},"","",""]
[{"$nulls":11},"","",""]
[{"$nulls":11},"","",""]
[{"$nulls":11},"","",""]
[{"$nulls":11},"","",""]
[{"$nulls":11},"","",""]
[{"$nulls":11},"","",""]
[{"$nulls":11},"","",""]
[{"$nulls":11},"","",""]
[{"$nulls":11},"","",""]
[{"$nulls":11},"","",""]
[{"$nulls":11},"","",""]
[{"$nulls":11},"","",""]
[{"$nulls":11},"","",""]
[{"$nulls":11},"","",""]
[{"$nulls":11},"","",""]
[{"$nulls":11},"","",""]
[{"$nulls":11},"","",""]
[{"$nulls":11},"","",""]
[{"$nulls":11},"","",""]
[{"$nulls":11},"","",""]
[{"$nulls":11},"","",""]
[{"$nulls":11},"","",""]
[{"$nulls":11},"","",""]
[{"$nulls":11},"","",""]
[{"$nulls":11},"","",""]
[{"$nulls":11},"","",""]
[{"$nulls":11},"","",""]
[{"$nulls":11},"","",""]
[{"$nulls":11},"","",""]
[{"$nulls":11},"","",""]
[{"$nulls":11},"","",""]
[{"$nulls":11},"","",""]
[{"$nulls":11},"","",""]
[{"$nulls":11},"","",""]
[{"$nulls":11},"","",""]
[{"$nulls":11},"","",""]
[{"$nulls":11},"","",""]
[{"$nulls":11},"","",""]
[{"$nulls":11},"","",""]
[{"$nulls":11},"","",""]
[{"$nulls":11},"","",""]
[{"$nulls":11},"","",""]
[{"$nulls":11},"","",""]
[{"$nulls":11},"","",""]
[{"$nulls":11},"","",""]
[{"$nulls":11},"","",""]
[{"$nulls":11},"","",""]
[{"$nulls":11},"","",""]
[{"$nulls":11},"","",""]
[{"$nulls":11},"","",""]
[{"$nulls":11},"","",""]
[{"$nulls":11},"","",""]
[{"$nulls":11},"","",""]
[{"$nulls":11},"","",""]
[{"$nulls":11},"","",""]
[{"$nulls":11},"","",""]
[{"$nulls":11},"","",""]
[{"$nulls":11},"","",""]
[{"$nulls":11},"","",""]
[{"$nulls":11},"","",""]
[{"$nulls":11},"","",""]
[{"$nulls":11},"","",""]
[{"$nulls":11},"","",""]
[{"$nulls":11},"","",""]
[{"$nulls":11},"","",""]
[{"$nulls":11},"","",""]
[{"$nulls":11},"","",""]
[{"$nulls":11},"","",""]
[{"$nulls":11},"","",""]
[{"$nulls":11},"","",""]
[{"$nulls":11},"","",""]
[{"$nulls":11},"","",""]
[{"$nulls":11},"","",""]
[{"$nulls":11},"","",""]
[{"$nulls":11},"","",""]
[{"$nulls":11},"","",""]
[{"$nulls":11},"","",""]
[{"$nulls":11},"","",""]
[{"$nulls":11},"","",""]
[{"$nulls":11},"","",""]
[{"$nulls":11},"","",""]
[{"$nulls":11},"","",""]
[{"$nulls":11},"","",""]
[{"$nulls":11},"","",""]
[{"$nulls":11},"","",""]
[{"$nulls":11},"","",""]
[{"$nulls":11},"","",""]
[{"$nulls":11},"","",""]
[{"$nulls":11},"","",""]
[{"$nulls":11},"","",""]
[{"$nulls":11},"","",""]
[{"$nulls":11},"","",""]
[{"$nulls":11},"","",""]
[{"$nulls":11},"","",""]
[{"$nulls":11},"","",""]
[{"$nulls":11},"","",""]
[{"$nulls":11},"","",""]
[{"$nulls":11},"","",""]
[{"$nulls":11},"","",""]
[{"$nulls":11},"","",""]
[{"$nulls":11},"","",""]
[{"$nulls":11},"","",""]
[{"$nulls":11},"","",""]
[{"$nulls":11},"","",""]
[{"$nulls":11},"","",""]
[{"$nulls":11},"","",""]
[{"$nulls":11},"","",""]
[{"$nulls":11},"","",""]
[{"$nulls":11},"","",""]
[{"$nulls":11},"","",""]
[{"$nulls":11},"","",""]
[{"$nulls":11},"","",""]
[{"$nulls":11},"","",""]
[{"$nulls":11},"","",""]
[{"$nulls":11},"","",""]
[{"$nulls":11},"","",""]
[{"$nulls":11},"","",""]
[{"$nulls":11},"","",""]
[{"$nulls":11},"","",""]
[{"$nulls":11},"","",""]
[{"$nulls":11},"","",""]
[{"$nulls":11},"","",""]
[{"$nulls":11},"","",""]
[{"$nulls":11},"","",""]
[{"$nulls":11},"","",""]
[{"$nulls":11},"","",""]
[{"$nulls":11},"","",""]
[{"$nulls":11},"","",""]
[{"$nulls":11},"","",""]
[{"$nulls":11},"","",""]
[{"$nulls":11},"","",""]
[{"$nulls":11},"","",""]
[{"$nulls":11},"","",""]
[{"$nulls":11},"","",""]
[{"$nulls":11},"","",""]
[{"$nulls":11},"","",""]
[{"$nulls":11},"","",""]
[{"$nulls":11},"","",""]
[{"$nulls":11},"","",""]
[{"$nulls":11},"","",""]
[{"$nulls":11},"","",""]
[{"$nulls":11},"","",""]
[{"$nulls":11},"","",""]
[{"$nulls":11},"","",""]
[{"$nulls":11},"","",""]
[{"$nulls":11},"","",""]
[{"$nulls":11},"","",""]
[{"$nulls":11},"","",""]
[{"$nulls":11},"","",""]
[{"$nulls":11},"","",""]
[{"$nulls":11},"","",""]
[{"$nulls":11},"","",""]
[{"$nulls":11},"","",""]
[{"$nulls":11},"","",""]
[{"$nulls":11},"","",""]
[{"$nulls":11},"","",""]
[{"$nulls":11},"","",""]
[{"$nulls":11},"","",""]
[{"$nulls":11},"","",""]
[{"$nulls":11},"","",""]
[{"$nulls":11},"","",""]
[{"$nulls":11},"","",""]
[{"$nulls":11},"","",""]
[{"$nulls":11},"","",""]
[{"$nulls":11},"","",""]
[{"$nulls":11},"","",""]
[{"$nulls":11},"","",""]
[{"$nulls":11},"","",""]
[{"$nulls":11},"","",""]
[{"$nulls":11},"","",""]
[{"$nulls":11},"","",""]
[{"$nulls":11},"","",""]
[{"$nulls":11},"","",""]
[{"$nulls":11},"","",""]
[{"$nulls":11},"","",""]
[{"$nulls":11},"","",""]
[{"$nulls":11},"","",""]
[{"$nulls":11},"","",""]
[{"$nulls":11},"","",""]
[{"$nulls":11},"","",""]
[{"$nulls":11},"","",""]
[{"$nulls":11},"","",""]
[{"$nulls":11},"","",""]
[{"$nulls":11},"","",""]
[{"$nulls":11},"","",""]
[{"$nulls":11},"","",""]
[{"$nulls":11},"","",""]
[{"$nulls":11},"","",""]
[{"$nulls":11},"","",""]
[{"$nulls":11},"","",""]
[{"$nulls":11},"","",""]
[{"$nulls":11},"","",""]
[{"$nulls":11},"","",""]
[{"$nulls":11},"","",""]
[{"$nulls":11},"","",""]
[{"$nulls":11},"","",""]
[{"$nulls":11},"","",""]
[{"$nulls":11},"","",""]
[{"$nulls":11},"","",""]
[{"$nulls":11},"","",""]
[{"$nulls":11},"","",""]
[{"$nulls":11},"","",""]
[{"$nulls":11},"","",""]
[{"$nulls":11},"","",""]
[{"$nulls":11},"","",""]
[{"$nulls":11},"","",""]
[{"$nulls":11},"","",""]
[{"$nulls":11},"","",""]
[{"$nulls":11},"","",""]
[{"$nulls":11},"","",""]
[{"$nulls":11},"","",""]
[{"$nulls":11},"","",""]
[{"$nulls":11},"","",""]
[{"$nulls":11},"","",""]
[{"$nulls":11},"","",""]
[{"$nulls":11},"","",""]
[{"$nulls":11},"","",""]
[{"$nulls":11},"","",""]
[{"$nulls":11},"","",""]
[{"$nulls":11},"","",""]
[{"$nulls":11},"","",""]
[{"$nulls":11},"","",""]
[{"$nulls":11},"","",""]
[{"$nulls":11},"","",""]
[{"$nulls":11},"","",""]
[{"$nulls":11},"","",""]
[{"$nulls":11},"","",""]
[{"$nulls":11},"","",""]
[{"$nulls":11},"","",""]
[{"$nulls":11},"","",""]
[{"$nulls":11},"","",""]
[{"$nulls":11},"","",""]
[{"$nulls":11},"","",""]
[{"$nulls":11},"","",""]
[{"$nulls":11},"","",""]
[{"$nulls":11},"","",""]
[{"$nulls":11},"","",""]
[{"$nulls":11},"","",""]
[{"$nulls":11},"","",""]
[{"$nulls":11},"","",""]
[{"$nulls":11},"","",""]
[{"$nulls":11},"","",""]
[{"$nulls":11},"","",""]
[{"$nulls":11},"","",""]
[{"$nulls":11},"","",""]
[{"$nulls":11},"","",""]
[{"$nulls":11},"","",""]
[{"$nulls":11},"","",""]
[{"$nulls":11},"","",""]
[{"$nulls":11},"","",""]
[{"$nulls":11},"","",""]
[{"$nulls":11},"","",""]
[{"$nulls":11},"","",""]
[{"$nulls":11},"","",""]
[{"$nulls":11},"","",""]
[{"$nulls":11},"","",""]
[{"$nulls":11},"","",""]
[{"$nulls":11},"","",""]
[{"$nulls":11},"","",""]
[{"$nulls":11},"","",""]
[{"$nulls":11},"","",""]
[{"$nulls":11},"","",""]
[{"$nulls":11},"","",""]
[{"$nulls":11},"","",""]
[{"$nulls":11},"","",""]
[{"$nulls":11},"","",""]
[{"$nulls":11},"","",""]
[{"$nulls":11},"","",""]
[{"$nulls":11},"","",""]
[{"$nulls":11},"","",""]
[{"$nulls":11},"","",""]
[{"$nulls":11},"","",""]

{"sheet":"Archivo","index":2,"n_rows":619,"n_cols":12,"rows_kept":619,"flags":["formulas_cached_only"]}
["Numero de plantas"]
[4]
["P01"]
[]
["RESULTADOS A NIVEL DE ZONAS"]
["Numero de zonas"]
[6]
["Zona 1"," \"P01_E01\""]
[76.306793]
["Concepto"," Cal_positivo (kWh/m2 del espacio)"," Cal_negativo (kWh/m2 del espacio)"," Cal_neto (kWh/m2 del espacio)"," Ref_positivo (kWh/m2 del espacio)"," Ref_negativo (kWh/m2 del espacio)"," Ref_neto (kWh/m2 del espacio)"]
["Paredes Exteriores",0.146553,-7.58116,-7.434607,1.579016,-0.392902,1.186113]
["Cubiertas",0,0,0,0,0,0]
["Suelos",0.160425,-10.272677,-10.112252,3.942207,-7.844828,-3.902621]
["Puentes Térmicos",0.041067,-1.4897,-1.448633,0.36002,-0.067901,0.29212]
["Solar Ventanas",17.413916,0,17.413916,4.886962,0,4.886962]
["Transmisión Ventanas",0.297776,-6.513302,-6.215526,2.354636,-0.483459,1.871177]
["Fuentes Internas",26.010061,0,26.010061,13.088518,0,13.088518]
["Ventilación más Infiltración",0.017606,-32.454709,-32.437103,2.272623,-15.960874,-13.688251]
["TOTAL",50.78381,-65.097127,-14.313317,35.202205,-31.384477,3.817727]
[]
["Numero de Componentes"]
[9]
["Componente"," Cal_positivo (kWh/m2 del edificio)"," Cal_negativo (kWh/m2 del edificio)"," Cal_neto (kWh/m2 del edificio)"," Ref_positivo (kWh/m2 del edificio)"," Ref_negativo (kWh/m2 del edificio)"," Ref_neto (kWh/m2 del edificio)"]
["P01_E01_PE001",0.07722,-3.892163,-3.814943,0.92888,-0.19751,0.731369]
["P01_E01_PE003",0.040008,-2.129102,-2.089094,0.373715,-0.114119,0.259596]
["P01_E01_PE004",0.02935,-1.559921,-1.530571,0.276973,-0.081825,0.195148]
["P01_E01_FTER001",0.160425,-10.272676,-10.112252,3.942207,-7.844826,-3.902619]
["P01_E01_PE001_V",4.437095,-1.121152,3.315943,1.572944,-0.100432,1.472512]
["P01_E01_PE001_V_1",6.670804,-1.538186,5.132618,2.282565,-0.148811,2.133754]
["P01_E01_PE001_V_2",4.337062,-1.129023,3.208039,1.503782,-0.095191,1.408592]
["P01_E01_PE003_V",1.450147,-1.729731,-0.279583,1.403651,-0.087242,1.316409]
["P01_E01_PE004_V",0.973438,-1.152067,-0.178629,0.48078,-0.053906,0.426873]
[]
["Zona 2"," \"P01_E02\""]
[35.180943]
["Concepto"," Cal_positivo (kWh/m2 del espacio)"," Cal_negativo (kWh/m2 del espacio)"," Cal_neto (kWh/m2 del espacio)"," Ref_positivo (kWh/m2 del espacio)"," Ref_negativo (kWh/m2 del espacio)"," Ref_neto (kWh/m2 del espacio)"]
["Paredes Exteriores",0.379684,-7.973779,-7.594096,1.787511,-0.319403,1.468108]
["Cubiertas",0,0,0,0,0,0]
["Suelos",0.406027,-9.157882,-8.751854,4.543321,-7.259188,-2.715866]
["Puentes Térmicos",0.089349,-1.426273,-1.336924,0.411625,-0.044377,0.367248]
["Solar Ventanas",4.643048,0,4.643048,0.960107,0,0.960107]
["Transmisión Ventanas",0.35272,-4.735689,-4.38297,1.636106,-0.155086,1.48102]
["Fuentes Internas",26.618582,0,26.618582,13.396366,0,13.396366]
["Ventilación más Infiltración",0.021767,-31.295992,-31.274225,2.450769,-15.403281,-12.952512]
["TOTAL",38.016427,-60.188672,-22.172246,31.362832,-29.268239,2.094593]
[]
["Numero de Componentes"]
[5]
["Componente"," Cal_positivo (kWh/m2 del edificio)"," Cal_negativo (kWh/m2 del edificio)"," Cal_neto (kWh/m2 del edificio)"," Ref_positivo (kWh/m2 del edificio)"," Ref_negativo (kWh/m2 del edificio)"," Ref_neto (kWh/m2 del edificio)"]
["P01_E02_PE005",0.214072,-4.498328,-4.284256,1.014492,-0.183787,0.830706]
["P01_E02_PE006",0.165621,-3.475462,-3.30984,0.773069,-0.135667,0.637402]
["P01_E02_FTER002",0.406028,-9.157883,-8.751856,4.543321,-7.259188,-2.715867]
["P01_E02_PE006_V",2.418665,-2.370164,0.048501,1.262118,-0.077468,1.18465]
["P01_E02_PE006_V_1",2.577638,-2.366062,0.211576,1.334098,-0.077621,1.256477]
[]
["Zona 3"," \"P01_E03\""]
[74.447464]
["Concepto"," Cal_positivo (kWh/m2 del espacio)"," Cal_negativo (kWh/m2 del espacio)"," Cal_neto (kWh/m2 del espacio)"," Ref_positivo (kWh/m2 del espacio)"," Ref_negativo (kWh/m2 del espacio)"," Ref_neto (kWh/m2 del espacio)"]
["Paredes Exteriores",0.131842,-7.688807,-7.556964,1.583144,-0.407128,1.176016]
["Cubiertas",0,0,0,0,0,0]
["Suelos",0.139599,-10.222312,-10.082713,3.841188,-7.743976,-3.902789]
["Puentes Térmicos",0.038146,-1.557361,-1.519215,0.368387,-0.073284,0.295103]
["Solar Ventanas",18.339385,0,18.339385,5.127789,0,5.127789]
["Transmisión Ventanas",0.275512,-7.226825,-6.951314,2.515746,-0.545315,1.970431]
["Fuentes Internas",25.987924,0,25.987924,13.077421,0,13.077421]
["Ventilación más Infiltración",0.016415,-32.513092,-32.496676,2.25441,-16.049793,-13.795383]
["TOTAL",51.761969,-66.131824,-14.369855,35.527259,-31.493982,4.033277]
[]
["Numero de Componentes"]
[9]
["Componente"," Cal_positivo (kWh/m2 del edificio)"," Cal_negativo (kWh/m2 del edificio)"," Cal_neto (kWh/m2 del edificio)"," Ref_positivo (kWh/m2 del edificio)"," Ref_negativo (kWh/m2 del edificio)"," Ref_neto (kWh/m2 del edificio)"]
["P01_E03_PE001",0.025261,-1.51283,-1.48757,0.264241,-0.08104,0.183201]
["P01_E03_PE002",0.036948,-2.215349,-2.178401,0.382322,-0.120076,0.262247]
["P01_E03_PE004",0.06967,-3.960663,-3.890993,0.93714,-0.206572,0.730568]
["P01_E03_FTER003",0.139599,-10.222314,-10.082714,3.841188,-7.743976,-3.902789]
["P01_E03_PE001_V",1.388732,-1.672245,-0.283513,0.683402,-0.081492,0.60191]
["P01_E03_PE002_V",1.564474,-1.794701,-0.230227,1.459098,-0.093005,1.366092]
["P01_E03_PE004_V",6.818068,-1.590062,5.228006,2.342011,-0.156246,2.185766]
["P01_E03_PE004_V_1",4.524223,-1.16361,3.360613,1.605609,-0.109134,1.496475]
["P01_E03_PE004_V_2",4.482093,-1.168902,3.313191,1.556107,-0.108131,1.447976]
[]
["Zona 4"," \"P01_E04\""]
[41.534649]
["Concepto"," Cal_positivo (kWh/m2 del espacio)"," Cal_negativo (kWh/m2 del espacio)"," Cal_neto (kWh/m2 del espacio)"," Ref_positivo (kWh/m2 del espacio)"," Ref_negativo (kWh/m2 del espacio)"," Ref_neto (kWh/m2 del espacio)"]
["Paredes Exteriores",0.146187,-5.277705,-5.131518,1.015639,-0.37402,0.641619]
["Cubiertas",0,0,0,0,0,0]
["Suelos",0.195177,-8.922443,-8.727267,3.95025,-5.470546,-1.520295]
["Puentes Térmicos",0.034453,-0.746669,-0.712216,0.208883,-0.073942,0.134941]
["Solar Ventanas",19.956035,0,19.956035,4.700621,0,4.700621]
["Transmisión Ventanas",0.460313,-7.873486,-7.413172,2.892169,-1.592218,1.299951]
["Fuentes Internas",26.566701,0,26.566701,13.370225,0,13.370225]
["Ventilación más Infiltración",0.015582,-33.11534,-33.099757,2.230215,-16.343791,-14.113576]
["TOTAL",54.435017,-63.089041,-8.654024,35.147799,-30.54767,4.600129]
[]
["Numero de Componentes"]
[3]
["Componente"," Cal_positivo (kWh/m2 del edificio)"," Cal_negativo (kWh/m2 del edificio)"," Cal_neto (kWh/m2 del edificio)"," Ref_positivo (kWh/m2 del edificio)"," Ref_negativo (kWh/m2 del edificio)"," Ref_neto (kWh/m2 del edificio)"]
["P01_E04_PE001",0.146187,-5.277704,-5.131517,1.015638,-0.37402,0.641619]
["P01_E04_FTER004",0.195177,-8.922443,-8.727266,3.950251,-5.470544,-1.520294]
["P01_E04_PE001_V",20.416347,-7.873485,12.542863,7.592787,-1.592219,6.000569]
[]
["Zona 5"," \"P01_E05\""]
[95.56221]
["Concepto"," Cal_positivo (kWh/m2 del espacio)"," Cal_negativo (kWh/m2 del espacio)"," Cal_neto (kWh/m2 del espacio)"," Ref_positivo (kWh/m2 del espacio)"," Ref_negativo (kWh/m2 del espacio)"," Ref_neto (kWh/m2 del espacio)"]
["Paredes Exteriores",0.132337,-7.351719,-7.219382,1.285053,-0.404537,0.880516]
["Cubiertas",0,0,0,0,0,0]
["Suelos",0.138072,-9.459893,-9.32182,3.759118,-7.392907,-3.633789]
["Puentes Térmicos",0.032241,-1.390115,-1.357875,0.283109,-0.060663,0.222446]
["Solar Ventanas",8.977582,0,8.977582,4.823071,0,4.823071]
["Transmisión Ventanas",0.251295,-9.584934,-9.333638,2.333775,-0.543519,1.790256]
["Fuentes Internas",25.903947,0,25.903947,13.035061,0,13.035061]
["Ventilación más Infiltración",0.018793,-30.959375,-30.940582,2.289583,-15.70747,-13.417886]
["TOTAL",41.544037,-64.933845,-23.389808,34.576942,-30.784349,3.792593]
[]
["Numero de Componentes"]
[9]
["Componente"," Cal_positivo (kWh/m2 del edificio)"," Cal_negativo (kWh/m2 del edificio)"," Cal_neto (kWh/m2 del edificio)"," Ref_positivo (kWh/m2 del edificio)"," Ref_negativo (kWh/m2 del edificio)"," Ref_neto (kWh/m2 del edificio)"]
["P01_E05_PE001",0.078436,-4.377342,-4.298907,0.705129,-0.25168,0.45345]
["P01_E05_PE003",0.03049,-1.679158,-1.648668,0.335772,-0.086156,0.249616]
["P01_E05_PE004",0.023444,-1.295252,-1.271808,0.24456,-0.06711,0.17745]
["P01_E05_FTER005",0.138072,-9.459893,-9.32182,3.759118,-7.392906,-3.633788]
["P01_E05_PE001_V",3.045482,-3.381473,-0.335991,2.723152,-0.193353,2.529799]
["P01_E05_PE001_V_1",1.3729,-1.486401,-0.113501,1.196268,-0.082057,1.114211]
["P01_E05_PE001_V_2",1.902677,-1.980855,-0.078178,1.638485,-0.110517,1.527968]
["P01_E05_PE003_V",1.781196,-1.377504,0.403693,1.044214,-0.085474,0.95874]
["P01_E05_PE004_V",1.141632,-1.373714,-0.232082,0.555814,-0.073208,0.482606]
[]
["Zona 6"," \"P01_E06\""]
[95.448708]
["Concepto"," Cal_positivo (kWh/m2 del espacio)"," Cal_negativo (kWh/m2 del espacio)"," Cal_neto (kWh/m2 del espacio)"," Ref_positivo (kWh/m2 del espacio)"," Ref_negativo (kWh/m2 del espacio)"," Ref_neto (kWh/m2 del espacio)"]
["Paredes Exteriores",0.146246,-7.539883,-7.393637,1.338949,-0.449344,0.889605]
["Cubiertas",0,0,0,0,0,0]
["Suelos",0.135437,-8.563959,-8.428522,3.683917,-6.911322,-3.227405]
["Puentes Térmicos",0.040546,-1.615082,-1.574536,0.344608,-0.083453,0.261154]
["Solar Ventanas",8.633021,0,8.633021,4.75192,0,4.75192]
["Transmisión Ventanas",0.25971,-9.303409,-9.0437,2.326441,-0.652349,1.674092]
["Fuentes Internas",25.920941,0,25.920941,13.043593,0,13.043593]
["Ventilación más Infiltración",0.018853,-30.982799,-30.963946,2.273467,-15.817766,-13.544298]
["TOTAL",41.16159,-64.109885,-22.948295,34.549014,-30.607392,3.941622]
[]
["Numero de Componentes"]
[9]
["Componente"," Cal_positivo (kWh/m2 del edificio)"," Cal_negativo (kWh/m2 del edificio)"," Cal_neto (kWh/m2 del edificio)"," Ref_positivo (kWh/m2 del edificio)"," Ref_negativo (kWh/m2 del edificio)"," Ref_neto (kWh/m2 del edificio)"]
["P01_E06_PE001",0.027278,-1.397956,-1.370678,0.26739,-0.077951,0.189438]
["P01_E06_PE002",0.033436,-1.709596,-1.67616,0.339979,-0.096314,0.243665]
["P01_E06_PE004",0.085567,-4.432367,-4.346799,0.731875,-0.275372,0.456502]
["P01_E06_FTER006",0.135437,-8.563959,-8.428522,3.683917,-6.911322,-3.227405]
["P01_E06_PE001_V",0.801038,-0.994606,-0.193568,0.405727,-0.062026,0.3437]
["P01_E06_PE002_V",1.775352,-1.392753,0.382599,1.057585,-0.106278,0.951307]
["P01_E06_PE004_V",1.915831,-2.004138,-0.088307,1.653896,-0.142269,1.511627]
["P01_E06_PE004_V_1",1.381538,-1.504041,-0.122503,1.210663,-0.10285,1.107814]
["P01_E06_PE004_V_2",3.032678,-3.421575,-0.388897,2.751423,-0.239858,2.511565]
[]
["P02"]
[]
["RESULTADOS A NIVEL DE ZONAS"]
["Numero de zonas"]
[5]
["Zona 7"," \"P02_E01\""]
[96.139519]
["Concepto"," Cal_positivo (kWh/m2 del espacio)"," Cal_negativo (kWh/m2 del espacio)"," Cal_neto (kWh/m2 del espacio)"," Ref_positivo (kWh/m2 del espacio)"," Ref_negativo (kWh/m2 del espacio)"," Ref_neto (kWh/m2 del espacio)"]
["Paredes Exteriores",0.019148,-8.562768,-8.543619,2.168128,-1.347356,0.820772]
["Cubiertas",0,0,0,0,0,0]
["Suelos",0,0,0,0,0,0]
["Puentes Térmicos",0.004136,-1.335278,-1.331142,0.484651,-0.261133,0.223518]
["Solar Ventanas",16.676846,0,16.676846,5.156879,0,5.156879]
["Transmisión Ventanas",0.0423,-11.255799,-11.213499,4.381097,-4.157582,0.223516]
["Fuentes Internas",23.515693,0,23.515693,13.55645,0,13.55645]
["Ventilación más Infiltración",0.009972,-24.802191,-24.792219,1.662454,-15.371704,-13.70925]
["TOTAL",45.506189,-51.269249,-5.763059,34.041677,-27.678925,6.362752]
[]
["Numero de Componentes"]
[8]
["Componente"," Cal_positivo (kWh/m2 del edificio)"," Cal_negativo (kWh/m2 del edificio)"," Cal_neto (kWh/m2 del edificio)"," Ref_positivo (kWh/m2 del edificio)"," Ref_negativo (kWh/m2 del edificio)"," Ref_neto (kWh/m2 del edificio)"]
["P02_E01_PE001",0.003273,-1.528573,-1.5253,0.329278,-0.21934,0.109939]
["P02_E01_PE002",0.004852,-2.273981,-2.269129,0.481536,-0.325546,0.15599]
["P02_E01_PE004",0.011024,-4.760213,-4.749189,1.357435,-0.802592,0.554843]
["P02_E01_PE001_V",0.951672,-2.068021,-1.116348,0.917206,-0.431012,0.486194]
["P02_E01_PE002_V",1.090949,-2.223048,-1.1321,1.51392,-0.537532,0.976388]
["P02_E01_PE004_V",4.394223,-2.001353,2.39287,2.135422,-0.970814,1.164608]
["P02_E01_PE004_V_1",3.296481,-1.515152,1.78133,1.631595,-0.751799,0.879796]
["P02_E01_PE004_V_2",6.988784,-3.451193,3.537591,3.340677,-1.467268,1.873409]
[]
["Zona 8"," \"P02_E02\""]
[95.44915]
["Concepto"," Cal_positivo (kWh/m2 del espacio)"," Cal_negativo (kWh/m2 del espacio)"," Cal_neto (kWh/m2 del espacio)"," Ref_positivo (kWh/m2 del espacio)"," Ref_negativo (kWh/m2 del espacio)"," Ref_neto (kWh/m2 del espacio)"]
["Paredes Exteriores",0.038272,-8.766213,-8.727941,2.103961,-1.514141,0.58982]
["Cubiertas",0,0,0,0,0,0]
["Suelos",0,0,0,0,0,0]
["Puentes Térmicos",0.007399,-1.338641,-1.331243,0.467677,-0.272053,0.195624]
["Solar Ventanas",8.576188,0,8.576188,4.918603,0,4.918603]
["Transmisión Ventanas",0.077876,-12.905928,-12.828051,4.187959,-4.123417,0.064542]
["Fuentes Internas",26.939471,0,26.939471,13.552904,0,13.552904]
["Ventilación más Infiltración",0.011546,-26.129234,-26.117688,1.678911,-15.146207,-13.467296]
["TOTAL",40.618507,-54.213646,-13.595139,33.465944,-27.514348,5.951596]
[]
["Numero de Componentes"]
[8]
["Componente"," Cal_positivo (kWh/m2 del edificio)"," Cal_negativo (kWh/m2 del edificio)"," Cal_neto (kWh/m2 del edificio)"," Ref_positivo (kWh/m2 del edificio)"," Ref_negativo (kWh/m2 del edificio)"," Ref_neto (kWh/m2 del edificio)"]
["P02_E02_PE005",0.007272,-1.647791,-1.64052,0.42541,-0.282879,0.142531]
["P02_E02_PE006",0.008952,-2.005775,-1.996823,0.543853,-0.352067,0.191785]
["P02_E02_PE008",0.022048,-5.112648,-5.090599,1.134735,-0.87923,0.255505]
["P02_E02_PE005_V",0.821955,-1.369559,-0.547603,0.643819,-0.369735,0.274084]
["P02_E02_PE006_V",1.557897,-1.975588,-0.41769,1.376005,-0.710234,0.66577]
["P02_E02_PE008_V",1.863855,-2.767626,-0.903771,2.064946,-0.885267,1.17968]
["P02_E02_PE008_V_1",1.411769,-2.07651,-0.664741,1.548644,-0.650123,0.898521]
["P02_E02_PE008_V_2",2.999274,-4.717329,-1.718055,3.473253,-1.508164,1.965089]
[]
["Zona 9"," \"P02_E03\""]
[96.139214]
["Concepto"," Cal_positivo (kWh/m2 del espacio)"," Cal_negativo (kWh/m2 del espacio)"," Cal_neto (kWh/m2 del espacio)"," Ref_positivo (kWh/m2 del espacio)"," Ref_negativo (kWh/m2 del espacio)"," Ref_neto (kWh/m2 del espacio)"]
["Paredes Exteriores",0.02185,-8.729616,-8.707766,2.227871,-1.394168,0.833703]
["Cubiertas",0,0,0,0,0,0]
["Suelos",0,0,0,0,0,0]
["Puentes Térmicos",0.004443,-1.280782,-1.276339,0.476927,-0.257491,0.219436]
["Solar Ventanas",16.29658,0,16.29658,5.036935,0,5.036935]
["Transmisión Ventanas",0.045438,-10.701609,-10.656171,4.297462,-4.132229,0.165233]
["Fuentes Internas",23.531629,0,23.531629,13.565627,0,13.565627]
["Ventilación más Infiltración",0.010518,-24.779,-24.768482,1.666946,-15.341161,-13.674215]
["TOTAL",45.067826,-50.722476,-5.65465,33.880636,-27.643286,6.237349]
[]
["Numero de Componentes"]
[8]
["Componente"," Cal_positivo (kWh/m2 del edificio)"," Cal_negativo (kWh/m2 del edificio)"," Cal_neto (kWh/m2 del edificio)"," Ref_positivo (kWh/m2 del edificio)"," Ref_negativo (kWh/m2 del edificio)"," Ref_neto (kWh/m2 del edificio)"]
["P02_E03_PE009",0.012384,-4.771318,-4.758935,1.372458,-0.816646,0.555813]
["P02_E03_PE011",0.005458,-2.285266,-2.279809,0.490476,-0.333812,0.156664]
["P02_E03_PE012",0.004009,-1.673034,-1.669024,0.365048,-0.243822,0.121226]
["P02_E03_PE009_V",6.962723,-3.456214,3.506508,3.37117,-1.474462,1.896707]
["P02_E03_PE009_V_1",3.267878,-1.524072,1.743806,1.629279,-0.76413,0.865149]
["P02_E03_PE009_V_2",4.402105,-2.010253,2.391852,2.155082,-1.011635,1.143446]
["P02_E03_PE011_V",1.031299,-2.229512,-1.198213,1.507891,-0.564198,0.943693]
["P02_E03_PE012_V",0.680593,-1.484137,-0.803544,0.671688,-0.318512,0.353177]
[]
["Zona 10"," \"P02_E04\""]
[95.56221]
["Concepto"," Cal_positivo (kWh/m2 del espacio)"," Cal_negativo (kWh/m2 del espacio)"," Cal_neto (kWh/m2 del espacio)"," Ref_positivo (kWh/m2 del espacio)"," Ref_negativo (kWh/m2 del espacio)"," Ref_neto (kWh/m2 del espacio)"]
["Paredes Exteriores",0.034058,-8.639547,-8.605489,2.04728,-1.47783,0.56945]
["Cubiertas",0,0,0,0,0,0]
["Suelos",0,0,0,0,0,0]
["Puentes Térmicos",0.006826,-1.368369,-1.361543,0.466388,-0.270744,0.195644]
["Solar Ventanas",8.945139,0,8.945139,4.996451,0,4.996451]
["Transmisión Ventanas",0.073386,-13.453201,-13.379815,4.232494,-4.171583,0.060912]
["Fuentes Internas",26.919937,0,26.919937,13.543102,0,13.543102]
["Ventilación más Infiltración",0.011174,-26.13723,-26.126056,1.680143,-15.136547,-13.456404]
["TOTAL",41.028804,-54.743246,-13.714442,33.524277,-27.517375,6.006901]
[]
["Numero de Componentes"]
[8]
["Componente"," Cal_positivo (kWh/m2 del edificio)"," Cal_negativo (kWh/m2 del edificio)"," Cal_neto (kWh/m2 del edificio)"," Ref_positivo (kWh/m2 del edificio)"," Ref_negativo (kWh/m2 del edificio)"," Ref_neto (kWh/m2 del edificio)"]
["P02_E04_PE001",0.01993,-5.119345,-5.099415,1.112748,-0.864965,0.247783]
["P02_E04_PE003",0.008047,-1.994373,-1.986326,0.545272,-0.352355,0.192917]
["P02_E04_PE004",0.006082,-1.525828,-1.519746,0.389298,-0.260548,0.12875]
["P02_E04_PE001_V",3.015035,-4.71845,-1.703415,3.411077,-1.48305,1.928027]
["P02_E04_PE001_V_1",1.403191,-2.075157,-0.671967,1.525435,-0.630287,0.895147]
["P02_E04_PE001_V_2",1.856885,-2.765078,-0.908192,2.040825,-0.853682,1.187144]
["P02_E04_PE003_V",1.58787,-1.978939,-0.391069,1.368789,-0.694945,0.673844]
["P02_E04_PE004_V",1.155822,-1.915855,-0.760033,0.883016,-0.509814,0.373202]
[]
["Zona 11"," \"P02_E05\""]
[35.191116]
["Concepto"," Cal_positivo (kWh/m2 del espacio)"," Cal_negativo (kWh/m2 del espacio)"," Cal_neto (kWh/m2 del espacio)"," Ref_positivo (kWh/m2 del espacio)"," Ref_negativo (kWh/m2 del espacio)"," Ref_neto (kWh/m2 del espacio)"]
["Paredes Exteriores",0.102888,-8.053306,-7.950418,2.582984,-1.628344,0.95464]
["Cubiertas",0,0,0,0,0,0]
["Suelos",0,0,0,0,0,0]
["Puentes Térmicos",0.019531,-1.191174,-1.171643,0.530073,-0.303484,0.226589]
["Solar Ventanas",6.721605,0,6.721605,1.632643,0,1.632643]
["Transmisión Ventanas",0.168397,-9.631614,-9.463217,4.361861,-3.207378,1.154483]
["Fuentes Internas",23.83642,0,23.83642,13.74258,0,13.74258]
["Ventilación más Infiltración",0.011361,-23.938574,-23.927213,1.766828,-14.921062,-13.154235]
["TOTAL",35.058406,-47.109653,-12.051247,30.610485,-25.956672,4.653813]
[]
["Numero de Componentes"]
[5]
["Componente"," Cal_positivo (kWh/m2 del edificio)"," Cal_negativo (kWh/m2 del edificio)"," Cal_neto (kWh/m2 del edificio)"," Ref_positivo (kWh/m2 del edificio)"," Ref_negativo (kWh/m2 del edificio)"," Ref_neto (kWh/m2 del edificio)"]
["P02_E05_PE001",0.054946,-4.299796,-4.24485,1.386473,-0.878301,0.508172]
["P02_E05_PE002",0.047942,-3.753509,-3.705567,1.196512,-0.750043,0.446469]
["P02_E05_PE001_V",2.600092,-3.599367,-0.999276,2.233593,-1.223113,1.010479]
["P02_E05_PE002_V",2.161236,-3.013176,-0.85194,1.880451,-0.993681,0.88677]
["P02_E05_PE002_V_1",2.12879,-3.019185,-0.890395,1.880648,-0.990771,0.889877]
[]
["P03"]
[]
["RESULTADOS A NIVEL DE ZONAS"]
["Numero de zonas"]
[5]
["Zona 12"," \"P03_E01\""]
[96.139519]
["Concepto"," Cal_positivo (kWh/m2 del espacio)"," Cal_negativo (kWh/m2 del espacio)"," Cal_neto (kWh/m2 del espacio)"," Ref_positivo (kWh/m2 del espacio)"," Ref_negativo (kWh/m2 del espacio)"," Ref_neto (kWh/m2 del espacio)"]
["Paredes Exteriores",0.018666,-8.753139,-8.734473,2.446761,-1.219863,1.226898]
["Cubiertas",0,0,0,0,0,0]
["Suelos",0,0,0,0,0,0]
["Puentes Térmicos",0.003952,-1.330315,-1.326363,0.532131,-0.229055,0.303077]
["Solar Ventanas",16.994502,0,16.994502,5.255141,0,5.255141]
["Transmisión Ventanas",0.041268,-11.401219,-11.35995,4.945271,-3.738304,1.206967]
["Fuentes Internas",23.499127,0,23.499127,13.546951,0,13.546951]
["Ventilación más Infiltración",0.009156,-24.849367,-24.840211,1.588875,-16.083777,-14.494903]
["TOTAL",45.853053,-51.712941,-5.859889,35.128002,-27.981197,7.146805]
[]
["Numero de Componentes"]
[8]
["Componente"," Cal_positivo (kWh/m2 del edificio)"," Cal_negativo (kWh/m2 del edificio)"," Cal_neto (kWh/m2 del edificio)"," Ref_positivo (kWh/m2 del edificio)"," Ref_negativo (kWh/m2 del edificio)"," Ref_neto (kWh/m2 del edificio)"]
["P03_E01_PE001",0.003193,-1.557948,-1.554755,0.375415,-0.201031,0.174383]
["P03_E01_PE002",0.004773,-2.360669,-2.355896,0.530884,-0.310093,0.220792]
["P03_E01_PE004",0.010701,-4.834522,-4.823821,1.540647,-0.708924,0.831723]
["P03_E01_PE001_V",1.176566,-2.076708,-0.900142,1.053106,-0.436121,0.616985]
["P03_E01_PE002_V",1.218694,-2.262556,-1.043862,1.656402,-0.474943,1.181459]
["P03_E01_PE004_V",4.390128,-2.025434,2.364694,2.252177,-0.863605,1.388572]
["P03_E01_PE004_V_2",3.319742,-1.533694,1.786048,1.729024,-0.6716530000000001,1.057371]
["P03_E01_PE004_V_3",6.93381,-3.505995,3.427814,3.510449,-1.292729,2.21772]
[]
["Zona 13"," \"P03_E02\""]
[95.44915]
["Concepto"," Cal_positivo (kWh/m2 del espacio)"," Cal_negativo (kWh/m2 del espacio)"," Cal_neto (kWh/m2 del espacio)"," Ref_positivo (kWh/m2 del espacio)"," Ref_negativo (kWh/m2 del espacio)"," Ref_neto (kWh/m2 del espacio)"]
["Paredes Exteriores",0.033719,-7.936626,-7.902908,2.408279,-1.368291,1.039989]
["Cubiertas",0,0,0,0,0,0]
["Suelos",0,0,0,0,0,0]
["Puentes Térmicos",0.006515,-1.22658,-1.220065,0.52742,-0.24392,0.283501]
["Solar Ventanas",8.193403,0,8.193403,5.085217,0,5.085217]
["Transmisión Ventanas",0.068496,-11.868537,-11.800042,4.743431,-3.739885,1.003546]
["Fuentes Internas",23.509635,0,23.509635,13.553006,0,13.553006]
["Ventilación más Infiltración",0.010703,-23.793689,-23.782987,1.597449,-15.897745,-14.300296]
["TOTAL",36.306696,-49.43781,-13.131114,34.633462,-27.869933,6.763529]
[]
["Numero de Componentes"]
[8]
["Componente"," Cal_positivo (kWh/m2 del edificio)"," Cal_negativo (kWh/m2 del edificio)"," Cal_neto (kWh/m2 del edificio)"," Ref_positivo (kWh/m2 del edificio)"," Ref_negativo (kWh/m2 del edificio)"," Ref_neto (kWh/m2 del edificio)"]
["P03_E02_PE005",0.006364,-1.462134,-1.455771,0.506431,-0.251065,0.255366]
["P03_E02_PE006",0.007945,-1.829041,-1.821096,0.625214,-0.316031,0.309183]
["P03_E02_PE008",0.01941,-4.645448,-4.626038,1.276731,-0.801292,0.475439]
["P03_E02_PE005_V",1.099387,-1.203841,-0.104455,0.776608,-0.361862,0.414745]
["P03_E02_PE006_V",1.663025,-1.787968,-0.124942,1.552578,-0.691323,0.861255]
["P03_E02_PE008_V",1.628153,-2.569678,-0.941525,2.181489,-0.782421,1.399069]
["P03_E02_PE008_V_5",1.25499,-1.929057,-0.674068,1.646373,-0.573307,1.073066]
["P03_E02_PE008_V_6",2.619069,-4.380717,-1.761648,3.671741,-1.331111,2.34063]
[]
["Zona 14"," \"P03_E03\""]
[96.139214]
["Concepto"," Cal_positivo (kWh/m2 del espacio)"," Cal_negativo (kWh/m2 del espacio)"," Cal_neto (kWh/m2 del espacio)"," Ref_positivo (kWh/m2 del espacio)"," Ref_negativo (kWh/m2 del espacio)"," Ref_neto (kWh/m2 del espacio)"]
["Paredes Exteriores",0.02184,-8.85665,-8.834811,2.513286,-1.261211,1.252075]
["Cubiertas",0,0,0,0,0,0]
["Suelos",0,0,0,0,0,0]
["Puentes Térmicos",0.004447,-1.293552,-1.289105,0.532815,-0.23088,0.301935]
["Solar Ventanas",16.484738,0,16.484738,5.095316,0,5.095316]
["Transmisión Ventanas",0.045308,-10.78983,-10.744522,4.851026,-3.709239,1.141788]
["Fuentes Internas",23.516795,0,23.516795,13.557123,0,13.557123]
["Ventilación más Infiltración",0.009732,-24.81782,-24.808088,1.59152,-16.057374,-14.465854]
["TOTAL",45.26946,-51.035493,-5.766033,34.940894,-27.955298,6.985595]
[]
["Numero de Componentes"]
[8]
["Componente"," Cal_positivo (kWh/m2 del edificio)"," Cal_negativo (kWh/m2 del edificio)"," Cal_neto (kWh/m2 del edificio)"," Ref_positivo (kWh/m2 del edificio)"," Ref_negativo (kWh/m2 del edificio)"," Ref_neto (kWh/m2 del edificio)"]
["P03_E03_PE009",0.012326,-4.810536,-4.79821,1.558517,-0.722573,0.835943]
["P03_E03_PE011",0.005504,-2.352901,-2.347397,0.541572,-0.317392,0.22418]
["P03_E03_PE012",0.00401,-1.693214,-1.689204,0.41337,-0.221418,0.191952]
["P03_E03_PE009_V",6.913099,-3.489891,3.423208,3.547065,-1.309268,2.237797]
["P03_E03_PE009_V_7",3.288845,-1.535389,1.753456,1.726113,-0.693059,1.033054]
["P03_E03_PE009_V_8",4.398578,-2.02433,2.374248,2.271847,-0.911261,1.360586]
["P03_E03_PE011_V",1.15575,-2.253753,-1.098003,1.646874,-0.500637,1.146236]
["P03_E03_PE012_V",0.776505,-1.489191,-0.712686,0.755006,-0.295575,0.459431]
[]
["Zona 15"," \"P03_E04\""]
[95.56221]
["Concepto"," Cal_positivo (kWh/m2 del espacio)"," Cal_negativo (kWh/m2 del espacio)"," Cal_neto (kWh/m2 del espacio)"," Ref_positivo (kWh/m2 del espacio)"," Ref_negativo (kWh/m2 del espacio)"," Ref_neto (kWh/m2 del espacio)"]
["Paredes Exteriores",0.029326,-7.850075,-7.820749,2.355704,-1.323155,1.032549]
["Cubiertas",0,0,0,0,0,0]
["Suelos",0,0,0,0,0,0]
["Puentes Térmicos",0.00586,-1.254519,-1.248659,0.529858,-0.24245,0.287409]
["Solar Ventanas",8.64627,0,8.64627,5.17722,0,5.17722]
["Transmisión Ventanas",0.062882,-12.36863,-12.305748,4.807261,-3.771018,1.036243]
["Fuentes Internas",23.492545,0,23.492545,13.543161,0,13.543161]
["Ventilación más Infiltración",0.010242,-23.816646,-23.806404,1.597071,-15.90867,-14.311599]
["TOTAL",36.824074,-49.9965,-13.172426,34.739199,-27.873301,6.865899]
[]
["Numero de Componentes"]
[8]
["Componente"," Cal_positivo (kWh/m2 del edificio)"," Cal_negativo (kWh/m2 del edificio)"," Cal_neto (kWh/m2 del edificio)"," Ref_positivo (kWh/m2 del edificio)"," Ref_negativo (kWh/m2 del edificio)"," Ref_neto (kWh/m2 del edificio)"]
["P03_E04_PE013",0.017123,-4.657978,-4.640855,1.259069,-0.782298,0.476771]
["P03_E04_PE015",0.007017,-1.832175,-1.825158,0.618345,-0.30706,0.311285]
["P03_E04_PE016",0.005187,-1.359922,-1.354735,0.478387,-0.233894,0.244493]
["P03_E04_PE013_V",2.632727,-4.390045,-1.757318,3.616309,-1.289494,2.326814]
["P03_E04_PE013_V_10",1.243867,-1.93152,-0.687653,1.625429,-0.547729,1.0777]
["P03_E04_PE013_V_11",1.621717,-2.572366,-0.950648,2.162874,-0.742997,1.419877]
["P03_E04_PE015_V",1.67411,-1.779526,-0.105417,1.533926,-0.661137,0.872789]
["P03_E04_PE016_V",1.537585,-1.696026,-0.158442,1.046114,-0.529833,0.516281]
[]
["Zona 16"," \"P03_E05\""]
[35.191116]
["Concepto"," Cal_positivo (kWh/m2 del espacio)"," Cal_negativo (kWh/m2 del espacio)"," Cal_neto (kWh/m2 del espacio)"," Ref_positivo (kWh/m2 del espacio)"," Ref_negativo (kWh/m2 del espacio)"," Ref_neto (kWh/m2 del espacio)"]
["Paredes Exteriores",0.098537,-8.436248,-8.337711,3.018363,-1.433874,1.584489]
["Cubiertas",0,0,0,0,0,0]
["Suelos",0,0,0,0,0,0]
["Puentes Térmicos",0.0187,-1.252732,-1.234031,0.592821,-0.267833,0.324987]
["Solar Ventanas",7.792822,0,7.792822,2.085355,0,2.085355]
["Transmisión Ventanas",0.160789,-10.066606,-9.905817,4.912595,-2.963284,1.949311]
["Fuentes Internas",23.836533,0,23.836533,13.742648,0,13.742648]
["Ventilación más Infiltración",0.009178,-24.066498,-24.05732,1.659136,-15.778236,-14.1191]
["TOTAL",36.244305,-48.266924,-12.022618,32.216192,-26.565596,5.650596]
[]
["Numero de Componentes"]
[5]
["Componente"," Cal_positivo (kWh/m2 del edificio)"," Cal_negativo (kWh/m2 del edificio)"," Cal_neto (kWh/m2 del edificio)"," Ref_positivo (kWh/m2 del edificio)"," Ref_negativo (kWh/m2 del edificio)"," Ref_neto (kWh/m2 del edificio)"]
["P03_E05_PE017",0.052621,-4.516022,-4.463401,1.644232,-0.781348,0.862884]
["P03_E05_PE018",0.045916,-3.920225,-3.874308,1.374132,-0.652528,0.721604]
["P03_E05_PE017_V",3.014769,-3.793621,-0.778852,2.590192,-1.186218,1.403974]
["P03_E05_PE018_V",2.487168,-3.134359,-0.647191,2.206774,-0.889812,1.316962]
["P03_E05_PE018_V_13",2.45325,-3.140198,-0.686949,2.201301,-0.88757,1.313731]
[]
["P04"]
[]
["RESULTADOS A NIVEL DE ZONAS"]
["Numero de zonas"]
[5]
["Zona 17"," \"P04_E01\""]
[96.139519]
["Concepto"," Cal_positivo (kWh/m2 del espacio)"," Cal_negativo (kWh/m2 del espacio)"," Cal_neto (kWh/m2 del espacio)"," Ref_positivo (kWh/m2 del espacio)"," Ref_negativo (kWh/m2 del espacio)"," Ref_neto (kWh/m2 del espacio)"]
["Paredes Exteriores",0.002639,-5.452133,-5.449494,1.050708,-0.563527,0.487181]
["Cubiertas",0.012735,-15.391377,-15.378642,4.822769,-1.554816,3.267953]
["Suelos",0,0,0,0,0,0]
["Puentes Térmicos",0.001342,-1.980819,-1.979477,0.587341,-0.298245,0.289096]
["Solar Ventanas",16.800469,0,16.800469,5.209501,0,5.209501]
["Transmisión Ventanas",0.01988,-7.596365,-7.576485,2.674119,-1.767441,0.906678]
["Fuentes Internas",22.538881,0,22.538881,12.994957,0,12.994957]
["Ventilación más Infiltración",0.010907,-22.82648,-22.815573,1.442893,-15.956781,-14.513888]
["TOTAL",45.264641,-59.211627,-13.946986,35.618737,-26.892773,8.725963]
[]
["Numero de Componentes"]
[9]
["Componente"," Cal_positivo (kWh/m2 del edificio)"," Cal_negativo (kWh/m2 del edificio)"," Cal_neto (kWh/m2 del edificio)"," Ref_positivo (kWh/m2 del edificio)"," Ref_negativo (kWh/m2 del edificio)"," Ref_neto (kWh/m2 del edificio)"]
["P04_E01_PE001",0.000462,-0.940717,-0.940255,0.183077,-0.090639,0.092438]
["P04_E01_PE002",0.000679,-1.467671,-1.466992,0.236936,-0.162394,0.074542]
["P04_E01_PE004",0.001506,-3.043753,-3.042247,0.631171,-0.31097,0.320201]
["P04_E01_CUB001",0.012735,-15.391378,-15.378643,4.822769,-1.554816,3.267953]
["P04_E01_PE001_V",1.720588,-1.345356,0.375232,0.868623,-0.270582,0.598041]
["P04_E01_PE002_V",1.101331,-1.474069,-0.372738,1.215333,-0.211162,1.004171]
["P04_E01_PE004_V",4.215418,-1.403294,2.812124,1.746203,-0.389354,1.356849]
["P04_E01_PE004_V_2",3.267809,-1.065266,2.202543,1.393798,-0.30823,1.085568]
["P04_E01_PE004_V_3",6.644573,-2.437749,4.206824,2.660526,-0.588976,2.07155]
[]
["Zona 18"," \"P04_E02\""]
[95.44915]
["Concepto"," Cal_positivo (kWh/m2 del espacio)"," Cal_negativo (kWh/m2 del espacio)"," Cal_neto (kWh/m2 del espacio)"," Ref_positivo (kWh/m2 del espacio)"," Ref_negativo (kWh/m2 del espacio)"," Ref_neto (kWh/m2 del espacio)"]
["Paredes Exteriores",0.004647,-6.476775,-6.472128,1.015382,-0.65218,0.363202]
["Cubiertas",0.019767,-16.680502,-16.660735,4.772521,-1.73438,3.038141]
["Suelos",0,0,0,0,0,0]
["Puentes Térmicos",0.002186,-2.275968,-2.273781,0.562063,-0.333127,0.228936]
["Solar Ventanas",10.019065,0,10.019065,4.963714,0,4.963714]
["Transmisión Ventanas",0.009943,-9.744996,-9.735053,2.503701,-1.669061,0.83464]
["Fuentes Internas",25.841018,0,25.841018,13.001635,0,13.001635]
["Ventilación más Infiltración",0.013158,-24.396553,-24.383395,1.44995,-15.794816,-14.344866]
["TOTAL",41.889577,-65.652739,-23.763162,35.013243,-26.841705,8.171538]
[]
["Numero de Componentes"]
[9]
["Componente"," Cal_positivo (kWh/m2 del edificio)"," Cal_negativo (kWh/m2 del edificio)"," Cal_neto (kWh/m2 del edificio)"," Ref_positivo (kWh/m2 del edificio)"," Ref_negativo (kWh/m2 del edificio)"," Ref_neto (kWh/m2 del edificio)"]
["P04_E02_PE005",0.000888,-1.194485,-1.193597,0.209723,-0.105187,0.104536]
["P04_E02_PE006",0.001066,-1.447004,-1.445938,0.255591,-0.137439,0.118152]
["P04_E02_PE008",0.002696,-3.83529,-3.832593,0.550452,-0.409939,0.140513]
["P04_E02_CUB001",0.019767,-16.680501,-16.660734,4.772521,-1.734381,3.03814]
["P04_E02_PE005_V",1.405527,-0.989224,0.416303,0.588409,-0.170061,0.418349]
["P04_E02_PE006_V",2.668652,-1.335658,1.332994,1.214822,-0.328356,0.886466]
["P04_E02_PE008_V",1.754495,-2.160632,-0.406137,1.64572,-0.341369,1.304351]
["P04_E02_PE008_V_5",1.425996,-1.624456,-0.198461,1.264508,-0.250982,1.013526]
["P04_E02_PE008_V_6",2.822043,-3.682731,-0.860688,2.754616,-0.578955,2.175661]
[]
["Zona 19"," \"P04_E03\""]
[96.139214]
["Concepto"," Cal_positivo (kWh/m2 del espacio)"," Cal_negativo (kWh/m2 del espacio)"," Cal_neto (kWh/m2 del espacio)"," Ref_positivo (kWh/m2 del espacio)"," Ref_negativo (kWh/m2 del espacio)"," Ref_neto (kWh/m2 del espacio)"]
["Paredes Exteriores",0.003025,-5.483087,-5.480062,1.062926,-0.580393,0.482532]
["Cubiertas",0.0146,-15.25147,-15.23687,4.833191,-1.616308,3.216883]
["Suelos",0,0,0,0,0,0]
["Puentes Térmicos",0.001505,-1.946213,-1.944709,0.583446,-0.31079,0.272655]
["Solar Ventanas",16.232252,0,16.232252,5.0383,0,5.0383]
["Transmisión Ventanas",0.023666,-7.14523,-7.121564,2.597156,-1.733255,0.863901]
["Fuentes Internas",22.554111,0,22.554111,13.003737,0,13.003737]
["Ventilación más Infiltración",0.011535,-22.787887,-22.776351,1.44288,-15.931149,-14.48827]
["TOTAL",44.558924,-58.416837,-13.857913,35.391245,-26.918403,8.472842]
[]
["Numero de Componentes"]
[9]
["Componente"," Cal_positivo (kWh/m2 del edificio)"," Cal_negativo (kWh/m2 del edificio)"," Cal_neto (kWh/m2 del edificio)"," Ref_positivo (kWh/m2 del edificio)"," Ref_negativo (kWh/m2 del edificio)"," Ref_neto (kWh/m2 del edificio)"]
["P04_E03_PE009",0.0017,-3.01676,-3.01506,0.630956,-0.31724,0.313716]
["P04_E03_PE011",0.000767,-1.454734,-1.453967,0.238173,-0.165968,0.072205]
["P04_E03_PE012",0.000562,-1.011596,-1.011034,0.194204,-0.097592,0.096612]
["P04_E03_CUB001",0.0146,-15.25147,-15.23687,4.833191,-1.616308,3.216883]
["P04_E03_PE009_V",6.622552,-2.41709,4.205462,2.647783,-0.603212,2.044571]
["P04_E03_PE009_V_7",3.245918,-1.062063,2.183855,1.384476,-0.326973,1.057503]
["P04_E03_PE009_V_8",4.221033,-1.394676,2.826357,1.748213,-0.417925,1.330289]
["P04_E03_PE011_V",1.103187,-1.462287,-0.3591,1.219045,-0.22423,0.994814]
["P04_E03_PE012_V",1.189924,-0.935809,0.254115,0.636497,-0.161475,0.475023]
[]
["Zona 20"," \"P04_E04\""]
[95.56221]
["Concepto"," Cal_positivo (kWh/m2 del espacio)"," Cal_negativo (kWh/m2 del espacio)"," Cal_neto (kWh/m2 del espacio)"," Ref_positivo (kWh/m2 del espacio)"," Ref_negativo (kWh/m2 del espacio)"," Ref_neto (kWh/m2 del espacio)"]
["Paredes Exteriores",0.003904,-6.432161,-6.428257,0.998966,-0.637054,0.361912]
["Cubiertas",0.01718,-16.79784,-16.78066,4.759485,-1.67928,3.080205]
["Suelos",0,0,0,0,0,0]
["Puentes Térmicos",0.001879,-2.310949,-2.30907,0.56456,-0.322785,0.241775]
["Solar Ventanas",10.748313,0,10.748313,5.110087,0,5.110087]
["Transmisión Ventanas",0.008959,-10.227077,-10.218119,2.567812,-1.71886,0.848952]
["Fuentes Internas",25.823783,0,25.823783,12.992975,0,12.992975]
["Ventilación más Infiltración",0.012453,-24.432479,-24.420025,1.44996,-15.813288,-14.363328]
["TOTAL",42.731391,-66.415146,-23.683755,35.197177,-26.836787,8.36039]
[]
["Numero de Componentes"]
[9]
["Componente"," Cal_positivo (kWh/m2 del edificio)"," Cal_negativo (kWh/m2 del edificio)"," Cal_neto (kWh/m2 del edificio)"," Ref_positivo (kWh/m2 del edificio)"," Ref_negativo (kWh/m2 del edificio)"," Ref_neto (kWh/m2 del edificio)"]
["P04_E04_PE013",0.002295,-3.857218,-3.854923,0.546203,-0.400573,0.14563]
["P04_E04_PE015",0.00091,-1.456847,-1.455937,0.254312,-0.135861,0.11845]
["P04_E04_PE016",0.000706,-1.118102,-1.117396,0.198983,-0.10115,0.097832]
["P04_E04_CUB001",0.01718,-16.797845,-16.780665,4.759485,-1.67928,3.080205]
["P04_E04_PE013_V",2.83924,-3.70362,-0.86438,2.74889,-0.557732,2.191158]
["P04_E04_PE013_V_10",1.419677,-1.632246,-0.212569,1.257814,-0.238791,1.019024]
["P04_E04_PE013_V_11",1.749202,-2.170185,-0.420983,1.638187,-0.322877,1.31531]
["P04_E04_PE015_V",2.663012,-1.341308,1.321704,1.208813,-0.312689,0.896124]
["P04_E04_PE016_V",2.130892,-1.424469,0.706423,0.824896,-0.287473,0.537424]
[]
["Zona 21"," \"P04_E05\""]
[35.191116]
["Concepto"," Cal_positivo (kWh/m2 del espacio)"," Cal_negativo (kWh/m2 del espacio)"," Cal_neto (kWh/m2 del espacio)"," Ref_positivo (kWh/m2 del espacio)"," Ref_negativo (kWh/m2 del espacio)"," Ref_neto (kWh/m2 del espacio)"]
["Paredes Exteriores",0.009899,-6.95931,-6.949411,1.322511,-0.600748,0.721762]
["Cubiertas",0.026054,-15.960497,-15.934443,4.781612,-1.45967,3.321943]
["Suelos",0,0,0,0,0,0]
["Puentes Térmicos",0.007014,-3.668203,-3.661189,1.074396,-0.548267,0.526129]
["Solar Ventanas",11.209355,0,11.209355,2.841181,0,2.841181]
["Transmisión Ventanas",0.020644,-8.305339,-8.284695,2.675443,-1.373725,1.301718]
["Fuentes Internas",23.124504,0,23.124504,13.332995,0,13.332995]
["Ventilación más Infiltración",0.009966,-22.415371,-22.405405,1.477453,-15.832711,-14.355258]
["TOTAL",39.856626,-62.869591,-23.012965,33.84452,-26.065625,7.778895]
[]
["Numero de Componentes"]
[6]
["Componente"," Cal_positivo (kWh/m2 del edificio)"," Cal_negativo (kWh/m2 del edificio)"," Cal_neto (kWh/m2 del edificio)"," Ref_positivo (kWh/m2 del edificio)"," Ref_negativo (kWh/m2 del edificio)"," Ref_neto (kWh/m2 del edificio)"]
["P04_E05_PE017",0.005302,-3.73076,-3.725459,0.7203,-0.332178,0.388123]
["P04_E05_PE018",0.004604,-3.228555,-3.223952,0.602323,-0.268683,0.33364]
["P04_E05_CUB001",0.026054,-15.960494,-15.93444,4.781612,-1.45967,3.321943]
["P04_E05_PE017_V",4.239521,-3.202227,1.037295,2.041933,-0.603603,1.43833]
["P04_E05_PE018_V",3.518337,-2.574656,0.943681,1.737672,-0.385387,1.352285]
["P04_E05_PE018_V_13",3.518337,-2.574656,0.943681,1.737672,-0.385387,1.352285]
[]
["RESULTADOS A NIVEL EDIFICIO"]
["Calefacción anual (kWh/m2 del edificio)"," Refrigeración anual (kWh/m2 del edificio)"]
[-14.292436,6.2593]
["Calefacción mensual (kWh/m2 del edificio)"]
[-4.138953,-2.34034,-1.535035,-0.40066,-0.15053,0,0,0,0,-0.039651,-1.670918,-4.016349]
["Refrigeración mensual (kWh/m2 del edificio)"]
[0,0,0,0,0,0.770202,2.006948,2.318444,1.163706,0,0,0]
[]
["Numero de zonas"]
[21]
["Nombre"," m2"," multiplicador"," Calefacción (kWh/m2 del espacio)"," Refrigeración (kWh/m2 del espacio)"]
["P01_E01",76.306793,1,-14.313321,3.817728]
["P01_E02",35.180943,1,-22.172266,2.094584]
["P01_E03",74.447464,1,-14.369851,4.033276]
["P01_E04",41.534649,1,-8.654025,4.600125]
["P01_E05",95.56221,1,-23.389814,3.792598]
["P01_E06",95.448708,1,-22.948322,3.941617]
["P02_E01",96.139519,1,-5.763066,6.36275]
["P02_E02",95.44915,1,-13.595145,5.951591]
["P02_E03",96.139214,1,-5.654659,6.237344]
["P02_E04",95.56221,1,-13.714441,6.006905]
["P02_E05",35.191116,1,-12.051253,4.653814]
["P03_E01",96.139519,1,-5.85989,7.146808]
["P03_E02",95.44915,1,-13.131115,6.763527]
["P03_E03",96.139214,1,-5.76603,6.985591]
["P03_E04",95.56221,1,-13.172442,6.865894]
["P03_E05",35.191116,1,-12.022623,5.650586]
["P04_E01",96.139519,1,-13.946982,8.725958]
["P04_E02",95.44915,1,-23.763168,8.171537]
["P04_E03",96.139214,1,-13.8579,8.472853]
["P04_E04",95.56221,1,-23.68376,8.360391]
["P04_E05",35.191116,1,-23.012969,7.778896]
["TOTAL",1673.924316,-14.292436,6.2593]
[]
["Calefacción mensual por zonas (kWh/m2 del espacio)"]
[-4.26554,-2.084767,-1.524601,-0.660603,-0.360838,0,0,0,0,-0.016914,-1.303588,-4.09647]
[-5.658367,-3.808872,-2.715417,-1.045467,-0.461215,0,0,0,0,-0.0618,-2.888427,-5.532701]
[-4.310394,-2.090923,-1.512073,-0.639719,-0.343979,0,0,0,0,-0.016604,-1.314676,-4.141481]
[-2.767545,-1.203009,-0.852657,-0.379145,-0.193619,0,0,0,0,-0.007253,-0.671053,-2.579744]
[-5.715453,-4.039963,-2.877017,-1.048933,-0.404138,0,0,0,0,-0.287164,-3.438391,-5.578755]
[-5.623277,-3.971839,-2.82278,-1.021484,-0.394796,0,0,0,0,-0.269462,-3.359945,-5.48474]
[-2.196045,-0.685656,-0.4622,-0.091448,-0.037692,0,0,0,0,0,-0.280897,-2.009127]
[-3.813965,-2.423165,-1.448928,-0.2896,-0.069908,0,0,0,0,-0.008242,-1.822385,-3.718953]
[-2.154093,-0.669269,-0.457733,-0.093965,-0.039228,0,0,0,0,0,-0.270079,-1.970292]
[-3.856115,-2.436707,-1.454845,-0.289249,-0.068341,0,0,0,0,-0.009691,-1.840718,-3.758775]
[-3.693655,-2.035002,-1.223968,-0.219404,-0.060172,0,0,0,0,0,-1.191384,-3.627669]
[-2.23425,-0.720536,-0.472592,-0.070433,-0.030142,0,0,0,0,0,-0.284157,-2.04778]
[-3.756979,-2.301995,-1.382868,-0.23681,-0.052731,0,0,0,0,0,-1.716326,-3.683406]
[-2.196284,-0.7051,-0.471475,-0.073921,-0.032635,0,0,0,0,0,-0.273124,-2.013491]
[-3.794596,-2.288615,-1.372276,-0.233996,-0.05048,0,0,0,0,0,-1.72402,-3.70846]
[-3.73397,-2.055315,-1.192407,-0.146253,-0.038117,0,0,0,0,0,-1.181113,-3.675448]
[-4.585708,-2.057971,-1.359935,-0.269614,-0.110136,0,0,0,0,0,-1.072485,-4.491133]
[-6.336931,-4.21864,-2.741251,-0.599926,-0.17879,0,0,0,0,-0.032894,-3.381833,-6.272905]
[-4.546659,-2.042943,-1.36226,-0.274527,-0.117472,0,0,0,0,0,-1.055932,-4.458107]
[-6.368945,-4.17494,-2.699032,-0.590669,-0.170703,0,0,0,0,-0.035118,-3.364332,-6.280022]
[-6.654997,-4.09011,-2.2543,-0.32774,-0.08673,0,0,0,0,0,-2.940835,-6.658258]
[]
["Refrigeración mensual por zonas (kWh/m2 del espacio)"]
[0,0,0,0,0,0.354444,1.220459,1.490966,0.751859,0,0,0]
[0,0,0,0,0,0.187286,0.773984,0.74522,0.388094,0,0,0]
[0,0,0,0,0,0.38248,1.290455,1.570726,0.789615,0,0,0]
[0,0,0,0,0,0.437966,1.399555,1.781714,0.980891,0,0,0]
[0,0,0,0,0,0.445139,1.352701,1.369849,0.62491,0,0,0]
[0,0,0,0,0,0.465236,1.398496,1.426934,0.650951,0,0,0]
[0,0,0,0,0,0.71416,1.900724,2.406733,1.341134,0,0,0]
[0,0,0,0,0,0.778405,1.987562,2.192728,0.992896,0,0,0]
[0,0,0,0,0,0.695531,1.865435,2.363631,1.312747,0,0,0]
[0,0,0,0,0,0.788407,2.008829,2.212141,0.997527,0,0,0]
[0,0,0,0,0,0.559881,1.538958,1.735165,0.819811,0,0,0]
[0,0,0,0,0,0.854839,2.142219,2.637341,1.512408,0,0,0]
[0,0,0,0,0,0.924081,2.246768,2.458247,1.134431,0,0,0]
[0,0,0,0,0,0.827315,2.093358,2.586112,1.478806,0,0,0]
[0,0,0,0,0,0.943353,2.282884,2.491353,1.148304,0,0,0]
[0,0,0,0,0,0.730206,1.881316,2.087908,0.951156,0,0,0]
[0,0,0,0,0,1.066943,2.662546,3.225295,1.771174,0,0,0]
[0,0,0,0,0,1.105054,2.703711,3.00516,1.357612,0,0,0]
[0,0,0,0,0,1.024186,2.585397,3.141764,1.721506,0,0,0]
[0,0,0,0,0,1.142932,2.770344,3.065642,1.381472,0,0,0]
[0,0,0,0,0,1.012696,2.582833,2.904052,1.279315,0,0,0]
["FIN"]

{"sheet":"Mensual","index":3,"n_rows":61,"n_cols":13,"rows_kept":61,"hidden":true,"flags":["formulas_cached_only"]}
["Espacios","Enero","Febrero","Marzo","Abril","Mayo","Junio","Julio","Agosto","Septiembre","Octubre","Noviembre","Diciembre"]
["P01_E01",-4.26554,-2.084767,-1.524601,-0.660603,-0.360838,0.354444,1.220459,1.490966,0.751859,-0.016914,-1.303588,-4.09647]
["P01_E02",-5.658367,-3.808872,-2.715417,-1.045467,-0.461215,0.187286,0.773984,0.74522,0.388094,-0.0618,-2.888427,-5.532701]
["P01_E03",-4.310394,-2.090923,-1.512073,-0.639719,-0.343979,0.38248,1.290455,1.570726,0.789615,-0.016604,-1.314676,-4.141481]
["P01_E04",-2.767545,-1.203009,-0.852657,-0.379145,-0.193619,0.437966,1.399555,1.781714,0.980891,-0.007253,-0.671053,-2.579744]
["P01_E05",-5.715453,-4.039963,-2.877017,-1.048933,-0.404138,0.445139,1.352701,1.369849,0.62491,-0.287164,-3.438391,-5.578755]
["P01_E06",-5.623277,-3.971839,-2.82278,-1.021484,-0.394796,0.465236,1.398496,1.426934,0.650951,-0.269462,-3.359945,-5.48474]
["P02_E01",-2.196045,-0.685656,-0.4622,-0.091448,-0.037692,0.71416,1.900724,2.406733,1.341134,0,-0.280897,-2.009127]
["P02_E02",-3.813965,-2.423165,-1.448928,-0.2896,-0.069908,0.778405,1.987562,2.192728,0.992896,-0.008242,-1.822385,-3.718953]
["P02_E03",-2.154093,-0.669269,-0.457733,-0.093965,-0.039228,0.695531,1.865435,2.363631,1.312747,0,-0.270079,-1.970292]
["P02_E04",-3.856115,-2.436707,-1.454845,-0.289249,-0.068341,0.788407,2.008829,2.212141,0.997527,-0.009691,-1.840718,-3.758775]
["P02_E05",-3.693655,-2.035002,-1.223968,-0.219404,-0.060172,0.559881,1.538958,1.735165,0.819811,0,-1.191384,-3.627669]
["P03_E01",-2.23425,-0.720536,-0.472592,-0.070433,-0.030142,0.854839,2.142219,2.637341,1.512408,0,-0.284157,-2.04778]
["P03_E02",-3.756979,-2.301995,-1.382868,-0.23681,-0.052731,0.924081,2.246768,2.458247,1.134431,0,-1.716326,-3.683406]
["P03_E03",-2.196284,-0.7051,-0.471475,-0.073921,-0.032635,0.827315,2.093358,2.586112,1.478806,0,-0.273124,-2.013491]
["P03_E04",-3.794596,-2.288615,-1.372276,-0.233996,-0.05048,0.943353,2.282884,2.491353,1.148304,0,-1.72402,-3.70846]
["P03_E05",-3.73397,-2.055315,-1.192407,-0.146253,-0.038117,0.730206,1.881316,2.087908,0.951156,0,-1.181113,-3.675448]
["P04_E01",-4.585708,-2.057971,-1.359935,-0.269614,-0.110136,1.066943,2.662546,3.225295,1.771174,0,-1.072485,-4.491133]
["P04_E02",-6.336931,-4.21864,-2.741251,-0.599926,-0.17879,1.105054,2.703711,3.00516,1.357612,-0.032894,-3.381833,-6.272905]
["P04_E03",-4.546659,-2.042943,-1.36226,-0.274527,-0.117472,1.024186,2.585397,3.141764,1.721506,0,-1.055932,-4.458107]
["P04_E04",-6.368945,-4.17494,-2.699032,-0.590669,-0.170703,1.142932,2.770344,3.065642,1.381472,-0.035118,-3.364332,-6.280022]
["P04_E05",-6.654997,-4.09011,-2.2543,-0.32774,-0.08673,1.012696,2.582833,2.904052,1.279315,0,-2.940835,-6.658258]
["TOTAL",-4.138953,-2.34034,-1.535035,-0.40066,-0.15053,0.770202,2.006948,2.318444,1.163706,-0.039651,-1.670918,-4.016349]
[{"$nulls":5},-0.480332,0.918926,2.687825,3.114097,1.401685,-0.144485,-3.950533,-6.635376]
[{"$nulls":5},-0.233216,1.643792,3.964799,4.461422,2.14707,-0.075188,-3.87409,-7.008743]
[{"$nulls":5},-0.088391,2.814092,5.399477,5.696521,3.003088,-0.06443,-3.469495,-6.688265]
[{"$nulls":5},-0.021793,2.346591,4.466409,4.752377,2.358829,0,-2.371132,-5.005606]
[{"$nulls":5},-0.475052,0.919747,2.688528,3.116497,1.403664,-0.137503,-3.932011,-6.617636]
[{"$nulls":5},-0.265218,1.558958,3.870332,4.361901,2.078063,-0.082296,-3.877186,-7.000574]
[{"$nulls":5},-0.068485,2.291334,4.581129,4.909539,2.511431,-0.043403,-3.053122,-5.965138]
[{"$nulls":5},-0.024407,2.291301,4.42541,4.729408,2.353229,-0.00032,-2.482474,-5.155797]
[{"$nulls":5},-0.465264,0.915894,2.672728,3.100021,1.39957,-0.12544,-3.901517,-6.586718]
[{"$nulls":5},-0.506436,0.957204,2.722436,3.146792,1.431483,-0.113871,-4.399785,-7.400134]
[{"$nulls":5},-0.078497,2.281935,4.60887,4.93323,2.515738,-0.048358,-3.200814,-6.175755]
[{"$nulls":5},-0.028954,2.313453,4.487664,4.780479,2.362382,-0.007892,-2.579285,-5.254107]
[{"$nulls":5},-0.410419,0.929801,2.681092,3.073928,1.376115,-0.09802,-3.852776,-6.55509]
[{"$nulls":5},-0.275677,1.326908,3.493984,3.926771,1.792418,-0.037591,-3.641333,-6.794426]
[{"$nulls":5},-0.06276,2.300878,4.594528,4.917861,2.530271,-0.036111,-2.886602,-5.72861]
[{"$nulls":5},-0.050235,2.312488,4.552871,4.812102,2.370497,-0.047462,-3.167395,-5.966164]
[{"$nulls":5},-0.178308,0.982206,2.670785,3.065603,1.376358,-0.031331,-2.670463,-4.946077]
[{"$nulls":5},-0.023674,0.335196,1.150279,1.525702,0.790101,0,-0.835586,-2.238229]
[{"$nulls":5},-0.673648,2.526635,5.45674,5.680104,2.807651,-0.459122,-5.595354,-9.405037]
[{"$nulls":5},-0.078552,2.247327,4.566311,4.903467,2.534728,-0.04601,-3.002102,-5.885771]
[{"$nulls":5},-0.085718,2.785927,5.358906,5.584223,2.825444,-0.111886,-3.676724,-6.756065]
[{"$nulls":5},-0.145861,1.004794,2.686117,3.076603,1.38632,-0.019989,-2.584269,-4.858509]
[{"$nulls":5},-0.018364,0.281664,1.073814,1.442237,0.757662,0,-0.698529,-2.072941]
[{"$nulls":5},-0.143946,2.103034,4.728686,5.138134,2.422702,-0.06049,-3.502504,-6.620813]
[{"$nulls":5},-0.110182,2.200581,4.604641,4.937053,2.524807,-0.062513,-3.123644,-5.999185]
[{"$nulls":5},-0.104029,2.226825,4.605021,4.873694,2.386563,-0.116631,-3.430318,-6.236937]
[{"$nulls":5},-0.176001,1.013585,2.72781,3.116627,1.407779,-0.032956,-2.691586,-4.971144]
[{"$nulls":5},-0.03049,0.260382,1.111707,1.490602,0.778761,0,-0.87234,-2.296336]
[{"$nulls":5},-0.134818,2.134413,4.789211,5.21393,2.485232,-0.057223,-3.494979,-6.632273]
[{"$nulls":5},-0.240397,1.457123,3.464901,3.876055,1.874117,-0.112338,-3.854526,-6.814567]
[{"$nulls":5},-0.379408,2.01933,4.35964,4.648128,2.238047,-0.241012,-4.629076,-7.994429]
[{"$nulls":5},-0.239914,1.379625,3.309738,3.65355,1.678854,-0.172251,-4.118911,-6.922522]
[{"$nulls":5},-0.452412,1.194366,3.263679,3.667882,1.660484,-0.136073,-4.397709,-7.410047]
[{"$nulls":5},-0.364662,0.358303,1.499133,1.998452,0.979274,-0.006401,-2.919075,-5.358724]
[{"$nulls":5},-0.399684,2.376408,5.457384,5.885358,2.867853,-0.180913,-5.389778,-9.443445]
[{"$nulls":5},-0.567259,3.578888,7.009445,7.18243,3.695191,-0.56295,-6.649046,-11.017228]
[{"$nulls":5},-0.528607,3.891023,7.437688,7.665827,4.119722,-0.489174,-6.574726,-11.137787]
[{"$nulls":5},-0.177511,2.135227,4.401403,4.717925,2.349459,-0.108266,-3.416407,-6.330119]

{"sheet":"Totales","index":4,"n_rows":31,"n_cols":7,"rows_kept":31,"hidden":true,"read":"bin_skipped_in_rows","flags":["formulas_cached_only","records_skipped"],"rows_in_doubt":{"n":0,"rows":[]},"rows_in_doubt_other":4}
[]
["m2 habitables",{"v":1673.9243940000001,"d":"1673.92"}]
["num zonas",21]
[]
["Total calefaccion",{"v":-14.292434609659265,"d":"-14.29"}]
["Total refrigeración",{"v":6.259299592723149,"d":"6.26"}]
[]
["NETOS"," Cal_positivo"," Cal_negativo"," Cal_neto"," Ref_positivo"," Ref_negativo"," Ref_neto"]
["Cerramientos Exteriores",{"v":0.057705946484588364,"d":"0.06"},{"v":-7.591596009999768,"d":"-7.59 "},{"v":-7.533890097078415,"d":"-7.53 "},{"v":1.7827566419771304,"d":"1.78"},{"v":-0.9412069954381923,"d":"-0.94 "},{"v":0.8415495795180059,"d":"0.84"}]
["Cubiertas",{"v":0.004225603483844683,"d":"0.00"},{"v":-4.005575219615681,"d":"-4.01 "},{"v":-4.001349616131836,"d":"-4.00 "},{"v":1.1989478875997415,"d":"1.20"},{"v":-0.4075799758928275,"d":"-0.41 "},{"v":0.7913679327300353,"d":"0.79"}]
["Suelos",{"v":0.04250316328791789,"d":"0.04"},{"v":-2.3651610684636233,"d":"-2.37 "},{"v":-2.322657851882675,"d":"-2.32 "},{"v":0.9687111262465726,"d":"0.97"},{"v":-1.8064702477312433,"d":"-1.81 "},{"v":-0.8377591201296943,"d":"-0.84 "}]
["Puentes Térmicos",{"v":0.01429324031699785,"d":"0.01"},{"v":-1.5698315653921222,"d":"-1.57 "},{"v":-1.5555384185741548,"d":"-1.56 "},{"v":0.4901641988408664,"d":"0.49"},{"v":-0.2282036346371609,"d":"-0.23 "},{"v":0.26196064585532286,"d":"0.26"}]
["Solar Ventanas",{"v":12.606981932837419,"d":"12.61"},{"v":0,"d":"0.00"},{"v":12.606981932837419,"d":"12.61"},{"v":4.766336315512538,"d":"4.77"},{"v":0,"d":"0.00"},{"v":4.766336315512538,"d":"4.77"}]
["Transmisión Ventanas",{"v":0.11088847761217518,"d":"0.11"},{"v":-9.988209699332906,"d":"-9.99 "},{"v":-9.877321261987152,"d":"-9.88 "},{"v":3.5210131930401167,"d":"3.52"},{"v":-2.515907191141272,"d":"-2.52 "},{"v":1.0051061738546054,"d":"1.01"}]
["Fuentes Internas",{"v":24.6999870703608,"d":"24.70"},{"v":0,"d":"0.00"},{"v":24.6999870703608,"d":"24.70"},{"v":13.320253709962692,"d":"13.32"},{"v":0,"d":"0.00"},{"v":13.320253709962692,"d":"13.32"}]
["Ventilación más Infiltración",{"v":0.012668964676576666,"d":"0.01"},{"v":-26.223851534649313,"d":"-26.22 "},{"v":-26.211182443184235,"d":"-26.21 "},{"v":1.7531272553781307,"d":"1.75"},{"v":-15.73483123480967,"d":"-15.73 "},{"v":-13.981704001212048,"d":"-13.98 "}]
[]
["TOTALES NETOS",{"v":37.549254399060324,"d":"37.55"},{"v":-51.74422509745341,"d":"-51.74 "},{"v":-14.194970685640248,"d":"-14.19 "},{"v":27.80131032855779,"d":"27.80"},{"v":-21.634199279650367,"d":"-21.63 "},{"v":6.167111236091458,"d":"6.17"}]
[]
[]
["CORREGIDOS"," Cal_positivo"," Cal_negativo"," Cal_neto"," Ref_positivo"," Ref_negativo"," Ref_neto"]
["Cerramientos Exteriores",{"v":0.05810216061621098,"d":"0.06"},{"v":-7.643720579545389,"d":"-7.64 "},{"v":-7.585618452722861,"d":"-7.59 "},{"v":1.8094059756451033,"d":"1.81"},{"v":-0.9552765205104676,"d":"-0.96 "},{"v":0.8541293871118487,"d":"0.85"}]
["Cubiertas",{"v":0.004254616851043854,"d":"0.00"},{"v":-4.033077853295088,"d":"-4.03 "},{"v":-4.028823236444044,"d":"-4.03 "},{"v":1.2168702229061026,"d":"1.22"},{"v":-0.4136726385245069,"d":"-0.41 "},{"v":0.8031976057189788,"d":"0.80"}]
["Suelos",{"v":0.042794993765697745,"d":"0.04"},{"v":-2.381400473515912,"d":"-2.38 "},{"v":-2.338605426091269,"d":"-2.34 "},{"v":0.9831917936710353,"d":"0.98"},{"v":-1.8334740615213663,"d":"-1.83 "},{"v":-0.8502822664751,"d":"-0.85 "}]
["Puentes Térmicos",{"v":0.014391378968995963,"d":"0.01"},{"v":-1.5806101677436448,"d":"-1.58 "},{"v":-1.5662188829156518,"d":"-1.57 "},{"v":0.49749136227946006,"d":"0.50"},{"v":-0.2316149105569888,"d":"-0.23 "},{"v":0.26587653459464844,"d":"0.27"}]
["Solar Ventanas",{"v":12.693542585650475,"d":"12.69"},{"v":0,"d":"0.00"},{"v":12.693542585650475,"d":"12.69"},{"v":4.837585348529743,"d":"4.84"},{"v":0,"d":"0.00"},{"v":4.837585348529743,"d":"4.84"}]
["Transmisión Ventanas",{"v":0.11164984770556402,"d":"0.11"},{"v":-10.056789630407128,"d":"-10.06 "},{"v":-9.945139823244459,"d":"-9.95 "},{"v":3.5736466558590223,"d":"3.57"},{"v":-2.5535159419015656,"d":"-2.55 "},{"v":1.0201308884836784,"d":"1.02"}]
["Fuentes Internas",{"v":24.869579365858225,"d":"24.87"},{"v":0,"d":"0.00"},{"v":24.869579365858225,"d":"24.87"},{"v":13.519369998355913,"d":"13.52"},{"v":0,"d":"0.00"},{"v":13.519369998355913,"d":"13.52"}]
["Ventilación más Infiltración",{"v":0.012755950908389501,"d":"0.01"},{"v":-26.403906818317115,"d":"-26.40 "},{"v":-26.391150739749683,"d":"-26.39 "},{"v":1.7793336775509156,"d":"1.78"},{"v":-15.970041559041384,"d":"-15.97 "},{"v":-14.19070790359656,"d":"-14.19 "}]
[]
["TOTALES CORREGIDOS",{"v":37.807070900324604,"d":"37.81"},{"v":-52.09950552282427,"d":"-52.10 "},{"v":-14.29243460965927,"d":"-14.29 "},{"v":28.216895034797297,"d":"28.22"},{"v":-21.95759563205628,"d":"-21.96 "},{"v":6.259299592723149,"d":"6.26"}]

{"sheet":"Paredes","index":5,"n_rows":150,"n_cols":15,"rows_kept":150,"hidden":true,"read":"bin_skipped_in_rows","flags":["formulas_cached_only","records_skipped"],"rows_in_doubt":{"n":0,"rows":[]},"rows_in_doubt_other":3}
["Concepto"," Cal_positivo"," Cal_negativo"," Cal_neto"," Ref_positivo"," Ref_negativo"," Ref_neto",null,"m2"," Cal_positivo"," Cal_negativo"," Cal_neto"," Ref_positivo"," Ref_negativo"," Ref_neto"]
["Paredes Exteriores",0.146553,-7.58116,-7.434607,1.579016,-0.392902,1.186113,1,{"v":76.306793,"d":"76.31"},{"v":11.182989434528999,"d":"11.18"},{"v":-578.4940068198799,"d":"-578.49"},{"v":-567.311017385351,"d":"-567.31"},{"v":120.489647055688,"d":"120.49"},{"v":-29.981091583286,"d":"-29.98"},{"v":90.508479165609,"d":"90.51"}]
["Paredes Exteriores",0.379684,-7.973779,-7.594096,1.787511,-0.319403,1.468108,2,{"v":35.180943,"d":"35.18"},{"v":13.357641162012001,"d":"13.36"},{"v":-280.52506449359703,"d":"-280.53"},{"v":-267.167458512528,"d":"-267.17"},{"v":62.886322602873,"d":"62.89"},{"v":-11.236898737029,"d":"-11.24"},{"v":51.649423865844,"d":"51.65"}]
["Paredes Exteriores",0.131842,-7.688807,-7.556964,1.583144,-0.407128,1.176016,3,{"v":74.447464,"d":"74.45"},{"v":9.815302548687999,"d":"9.82"},{"v":-572.4121823354479,"d":"-572.41"},{"v":-562.596805339296,"d":"-562.60"},{"v":117.86105594681601,"d":"117.86"},{"v":-30.309647123391997,"d":"-30.31"},{"v":87.551408823424,"d":"87.55"}]
["Paredes Exteriores",0.146187,-5.277705,-5.131518,1.015639,-0.37402,0.641619,4,{"v":41.534649,"d":"41.53"},{"v":6.071825733363001,"d":"6.07"},{"v":-219.207624700545,"d":"-219.21"},{"v":-213.135798967182,"d":"-213.14"},{"v":42.184209375711,"d":"42.18"},{"v":-15.53478941898,"d":"-15.53"},{"v":26.649419956731002,"d":"26.65"}]
["Paredes Exteriores",0.132337,-7.351719,-7.219382,1.285053,-0.404537,0.880516,5,{"v":95.56221,"d":"95.56"},{"v":12.64641618477,"d":"12.65"},{"v":-702.54651493899,"d":"-702.55"},{"v":-689.90009875422,"d":"-689.90"},{"v":122.80250464713,"d":"122.80"},{"v":-38.658449746769996,"d":"-38.66"},{"v":84.14405490035999,"d":"84.14"}]
["Paredes Exteriores",0.146246,-7.539883,-7.393637,1.338949,-0.449344,0.889605,6,{"v":95.448708,"d":"95.45"},{"v":13.958991750167998,"d":"13.96"},{"v":-719.6720908211639,"d":"-719.67"},{"v":-705.713099070996,"d":"-705.71"},{"v":127.80095212789199,"d":"127.80"},{"v":-42.889304247552,"d":"-42.89"},{"v":84.91164788034,"d":"84.91"}]
["Paredes Exteriores",0.019148,-8.562768,-8.543619,2.168128,-1.347356,0.820772,7,{"v":96.139519,"d":"96.14"},{"v":1.8408795098119999,"d":"1.84"},{"v":-823.2203968285921,"d":"-823.22"},{"v":-821.379421179261,"d":"-821.38"},{"v":208.442783050432,"d":"208.44"},{"v":-129.53415776176402,"d":"-129.53"},{"v":78.908625288668,"d":"78.91"}]
["Paredes Exteriores",0.038272,-8.766213,-8.727941,2.103961,-1.514141,0.58982,8,{"v":95.44915,"d":"95.45"},{"v":3.6530298688,"d":"3.65"},{"v":-836.7275795689501,"d":"-836.73"},{"v":-833.07454970015,"d":"-833.07"},{"v":200.82128908315,"d":"200.82"},{"v":-144.52347143015,"d":"-144.52"},{"v":56.297817653,"d":"56.30"}]
["Paredes Exteriores",0.02185,-8.729616,-8.707766,2.227871,-1.394168,0.833703,9,{"v":96.139214,"d":"96.14"},{"v":2.1006418259,"d":"2.10"},{"v":-839.2584207618239,"d":"-839.26"},{"v":-837.157778935924,"d":"-837.16"},{"v":214.18576683339398,"d":"214.19"},{"v":-134.03421570395201,"d":"-134.03"},{"v":80.151551129442,"d":"80.15"}]
["Paredes Exteriores",0.034058,-8.639547,-8.605489,2.04728,-1.47783,0.56945,10,{"v":95.56221,"d":"95.56"},{"v":3.2546577481799996,"d":"3.25"},{"v":-825.6142047188699,"d":"-825.61"},{"v":-822.35954697069,"d":"-822.36"},{"v":195.6426012888,"d":"195.64"},{"v":-141.2247008043,"d":"-141.22"},{"v":54.417900484499995,"d":"54.42"}]
["Paredes Exteriores",0.102888,-8.053306,-7.950418,2.582984,-1.628344,0.95464,11,{"v":35.191116,"d":"35.19"},{"v":3.620743543008,"d":"3.62"},{"v":-283.404825629496,"d":"-283.40"},{"v":-279.784082086488,"d":"-279.78"},{"v":90.89808957014401,"d":"90.90"},{"v":-57.303242591904,"d":"-57.30"},{"v":33.59484697824,"d":"33.59"}]
["Paredes Exteriores",0.018666,-8.753139,-8.734473,2.446761,-1.219863,1.226898,12,{"v":96.139519,"d":"96.14"},{"v":1.794540261654,"d":"1.79"},{"v":-841.522573200141,"d":"-841.52"},{"v":-839.728032938487,"d":"-839.73"},{"v":235.230425647959,"d":"235.23"},{"v":-117.277042065897,"d":"-117.28"},{"v":117.95338358206202,"d":"117.95"}]
["Paredes Exteriores",0.033719,-7.936626,-7.902908,2.408279,-1.368291,1.039989,13,{"v":95.44915,"d":"95.45"},{"v":3.21844988885,"d":"3.22"},{"v":-757.5442055679,"d":"-757.54"},{"v":-754.3258511282,"d":"-754.33"},{"v":229.86818351284998,"d":"229.87"},{"v":-130.60221290265,"d":"-130.60"},{"v":99.26606605935001,"d":"99.27"}]
["Paredes Exteriores",0.02184,-8.85665,-8.834811,2.513286,-1.261211,1.252075,14,{"v":96.139214,"d":"96.14"},{"v":2.0996804337599997,"d":"2.10"},{"v":-851.4713696731,"d":"-851.47"},{"v":-849.371785378554,"d":"-849.37"},{"v":241.62534059720397,"d":"241.63"},{"v":-121.251834228154,"d":"-121.25"},{"v":120.37350636905,"d":"120.37"}]
["Paredes Exteriores",0.029326,-7.850075,-7.820749,2.355704,-1.323155,1.032549,15,{"v":95.56221,"d":"95.56"},{"v":2.80245737046,"d":"2.80"},{"v":-750.17051566575,"d":"-750.17"},{"v":-747.36805829529,"d":"-747.37"},{"v":225.11628034583995,"d":"225.12"},{"v":-126.44361597254999,"d":"-126.44"},{"v":98.67266437328999,"d":"98.67"}]
["Paredes Exteriores",0.098537,-8.436248,-8.337711,3.018363,-1.433874,1.584489,16,{"v":35.191116,"d":"35.19"},{"v":3.467626997292,"d":"3.47"},{"v":-296.88098197276804,"d":"-296.88"},{"v":-293.413354975476,"d":"-293.41"},{"v":106.219562463108,"d":"106.22"},{"v":-50.459626263384,"d":"-50.46"},{"v":55.759936199724,"d":"55.76"}]
["Paredes Exteriores",0.002639,-5.452133,-5.449494,1.050708,-0.563527,0.487181,17,{"v":96.139519,"d":"96.14"},{"v":0.253712190641,"d":"0.25"},{"v":-524.165444144027,"d":"-524.17"},{"v":-523.911731953386,"d":"-523.91"},{"v":101.014561729452,"d":"101.01"},{"v":-54.177214723513,"d":"-54.18"},{"v":46.837347005939,"d":"46.84"}]
["Paredes Exteriores",0.004647,-6.476775,-6.472128,1.015382,-0.65218,0.363202,18,{"v":95.44915,"d":"95.45"},{"v":0.44355220005,"d":"0.44"},{"v":-618.20266849125,"d":"-618.20"},{"v":-617.7591162912,"d":"-617.76"},{"v":96.91734882530001,"d":"96.92"},{"v":-62.250026647,"d":"-62.25"},{"v":34.667322178300005,"d":"34.67"}]
["Paredes Exteriores",0.003025,-5.483087,-5.480062,1.062926,-0.580393,0.482532,19,{"v":96.139214,"d":"96.14"},{"v":0.29082112234999996,"d":"0.29"},{"v":-527.139674473618,"d":"-527.14"},{"v":-526.848853351268,"d":"-526.85"},{"v":102.188870180164,"d":"102.19"},{"v":-55.798526831102,"d":"-55.80"},{"v":46.390247209848,"d":"46.39"}]
["Paredes Exteriores",0.003904,-6.432161,-6.428257,0.998966,-0.637054,0.361912,20,{"v":95.56221,"d":"95.56"},{"v":0.37307486784,"d":"0.37"},{"v":-614.6715202358099,"d":"-614.67"},{"v":-614.29844536797,"d":"-614.30"},{"v":95.46339867485999,"d":"95.46"},{"v":-60.87828812934,"d":"-60.88"},{"v":34.585110545519996,"d":"34.59"}]
["Paredes Exteriores",0.009899,-6.95931,-6.949411,1.322511,-0.600748,0.721762,21,{"v":35.191116,"d":"35.19"},{"v":0.348356857284,"d":"0.35"},{"v":-244.90588548996,"d":"-244.91"},{"v":-244.557528632676,"d":"-244.56"},{"v":46.540638012276,"d":"46.54"},{"v":-21.140992554767998,"d":"-21.14"},{"v":25.399610266392003,"d":"25.40"}]
[{"$nulls":7},"",{"v":0,"d":"0.00"},{"v":0,"d":"0.00"},{"v":0,"d":"0.00"},{"v":0,"d":"0.00"},{"v":0,"d":"0.00"},{"v":0,"d":"0.00"},{"v":0,"d":"0.00"}]
[{"$nulls":7},"",{"v":0,"d":"0.00"},{"v":0,"d":"0.00"},{"v":0,"d":"0.00"},{"v":0,"d":"0.00"},{"v":0,"d":"0.00"},{"v":0,"d":"0.00"},{"v":0,"d":"0.00"}]
[{"$nulls":7},"",{"v":0,"d":"0.00"},{"v":0,"d":"0.00"},{"v":0,"d":"0.00"},{"v":0,"d":"0.00"},{"v":0,"d":"0.00"},{"v":0,"d":"0.00"},{"v":0,"d":"0.00"}]
[{"$nulls":7},"",{"v":0,"d":"0.00"},{"v":0,"d":"0.00"},{"v":0,"d":"0.00"},{"v":0,"d":"0.00"},{"v":0,"d":"0.00"},{"v":0,"d":"0.00"},{"v":0,"d":"0.00"}]
[{"$nulls":7},"",{"v":0,"d":"0.00"},{"v":0,"d":"0.00"},{"v":0,"d":"0.00"},{"v":0,"d":"0.00"},{"v":0,"d":"0.00"},{"v":0,"d":"0.00"},{"v":0,"d":"0.00"}]
[{"$nulls":7},"",{"v":0,"d":"0.00"},{"v":0,"d":"0.00"},{"v":0,"d":"0.00"},{"v":0,"d":"0.00"},{"v":0,"d":"0.00"},{"v":0,"d":"0.00"},{"v":0,"d":"0.00"}]
[{"$nulls":7},"",{"v":0,"d":"0.00"},{"v":0,"d":"0.00"},{"v":0,"d":"0.00"},{"v":0,"d":"0.00"},{"v":0,"d":"0.00"},{"v":0,"d":"0.00"},{"v":0,"d":"0.00"}]
[{"$nulls":7},"",{"v":0,"d":"0.00"},{"v":0,"d":"0.00"},{"v":0,"d":"0.00"},{"v":0,"d":"0.00"},{"v":0,"d":"0.00"},{"v":0,"d":"0.00"},{"v":0,"d":"0.00"}]
[{"$nulls":7},"",{"v":0,"d":"0.00"},{"v":0,"d":"0.00"},{"v":0,"d":"0.00"},{"v":0,"d":"0.00"},{"v":0,"d":"0.00"},{"v":0,"d":"0.00"},{"v":0,"d":"0.00"}]
[{"$nulls":7},"",{"v":0,"d":"0.00"},{"v":0,"d":"0.00"},{"v":0,"d":"0.00"},{"v":0,"d":"0.00"},{"v":0,"d":"0.00"},{"v":0,"d":"0.00"},{"v":0,"d":"0.00"}]
[{"$nulls":7},"",{"v":0,"d":"0.00"},{"v":0,"d":"0.00"},{"v":0,"d":"0.00"},{"v":0,"d":"0.00"},{"v":0,"d":"0.00"},{"v":0,"d":"0.00"},{"v":0,"d":"0.00"}]
[{"$nulls":7},"",{"v":0,"d":"0.00"},{"v":0,"d":"0.00"},{"v":0,"d":"0.00"},{"v":0,"d":"0.00"},{"v":0,"d":"0.00"},{"v":0,"d":"0.00"},{"v":0,"d":"0.00"}]
[{"$nulls":7},"",{"v":0,"d":"0.00"},{"v":0,"d":"0.00"},{"v":0,"d":"0.00"},{"v":0,"d":"0.00"},{"v":0,"d":"0.00"},{"v":0,"d":"0.00"},{"v":0,"d":"0.00"}]
[{"$nulls":7},"",{"v":0,"d":"0.00"},{"v":0,"d":"0.00"},{"v":0,"d":"0.00"},{"v":0,"d":"0.00"},{"v":0,"d":"0.00"},{"v":0,"d":"0.00"},{"v":0,"d":"0.00"}]
[{"$nulls":7},"",{"v":0,"d":"0.00"},{"v":0,"d":"0.00"},{"v":0,"d":"0.00"},{"v":0,"d":"0.00"},{"v":0,"d":"0.00"},{"v":0,"d":"0.00"},{"v":0,"d":"0.00"}]
[{"$nulls":7},"",{"v":0,"d":"0.00"},{"v":0,"d":"0.00"},{"v":0,"d":"0.00"},{"v":0,"d":"0.00"},{"v":0,"d":"0.00"},{"v":0,"d":"0.00"},{"v":0,"d":"0.00"}]
[{"$nulls":7},"",{"v":0,"d":"0.00"},{"v":0,"d":"0.00"},{"v":0,"d":"0.00"},{"v":0,"d":"0.00"},{"v":0,"d":"0.00"},{"v":0,"d":"0.00"},{"v":0,"d":"0.00"}]
[{"$nulls":7},"",{"v":0,"d":"0.00"},{"v":0,"d":"0.00"},{"v":0,"d":"0.00"},{"v":0,"d":"0.00"},{"v":0,"d":"0.00"},{"v":0,"d":"0.00"},{"v":0,"d":"0.00"}]
[{"$nulls":7},"",{"v":0,"d":"0.00"},{"v":0,"d":"0.00"},{"v":0,"d":"0.00"},{"v":0,"d":"0.00"},{"v":0,"d":"0.00"},{"v":0,"d":"0.00"},{"v":0,"d":"0.00"}]
[{"$nulls":7},"",{"v":0,"d":"0.00"},{"v":0,"d":"0.00"},{"v":0,"d":"0.00"},{"v":0,"d":"0.00"},{"v":0,"d":"0.00"},{"v":0,"d":"0.00"},{"v":0,"d":"0.00"}]
[{"$nulls":7},"",{"v":0,"d":"0.00"},{"v":0,"d":"0.00"},{"v":0,"d":"0.00"},{"v":0,"d":"0.00"},{"v":0,"d":"0.00"},{"v":0,"d":"0.00"},{"v":0,"d":"0.00"}]
[{"$nulls":7},"",{"v":0,"d":"0.00"},{"v":0,"d":"0.00"},{"v":0,"d":"0.00"},{"v":0,"d":"0.00"},{"v":0,"d":"0.00"},{"v":0,"d":"0.00"},{"v":0,"d":"0.00"}]
[{"$nulls":7},"",{"v":0,"d":"0.00"},{"v":0,"d":"0.00"},{"v":0,"d":"0.00"},{"v":0,"d":"0.00"},{"v":0,"d":"0.00"},{"v":0,"d":"0.00"},{"v":0,"d":"0.00"}]
[{"$nulls":7},"",{"v":0,"d":"0.00"},{"v":0,"d":"0.00"},{"v":0,"d":"0.00"},{"v":0,"d":"0.00"},{"v":0,"d":"0.00"},{"v":0,"d":"0.00"},{"v":0,"d":"0.00"}]
[{"$nulls":7},"",{"v":0,"d":"0.00"},{"v":0,"d":"0.00"},{"v":0,"d":"0.00"},{"v":0,"d":"0.00"},{"v":0,"d":"0.00"},{"v":0,"d":"0.00"},{"v":0,"d":"0.00"}]
[{"$nulls":7},"",{"v":0,"d":"0.00"},{"v":0,"d":"0.00"},{"v":0,"d":"0.00"},{"v":0,"d":"0.00"},{"v":0,"d":"0.00"},{"v":0,"d":"0.00"},{"v":0,"d":"0.00"}]
[{"$nulls":7},"",{"v":0,"d":"0.00"},{"v":0,"d":"0.00"},{"v":0,"d":"0.00"},{"v":0,"d":"0.00"},{"v":0,"d":"0.00"},{"v":0,"d":"0.00"},{"v":0,"d":"0.00"}]
[{"$nulls":7},"",{"v":0,"d":"0.00"},{"v":0,"d":"0.00"},{"v":0,"d":"0.00"},{"v":0,"d":"0.00"},{"v":0,"d":"0.00"},{"v":0,"d":"0.00"},{"v":0,"d":"0.00"}]
[{"$nulls":7},"",{"v":0,"d":"0.00"},{"v":0,"d":"0.00"},{"v":0,"d":"0.00"},{"v":0,"d":"0.00"},{"v":0,"d":"0.00"},{"v":0,"d":"0.00"},{"v":0,"d":"0.00"}]
[{"$nulls":7},"",{"v":0,"d":"0.00"},{"v":0,"d":"0.00"},{"v":0,"d":"0.00"},{"v":0,"d":"0.00"},{"v":0,"d":"0.00"},{"v":0,"d":"0.00"},{"v":0,"d":"0.00"}]
[{"$nulls":7},"",{"v":0,"d":"0.00"},{"v":0,"d":"0.00"},{"v":0,"d":"0.00"},{"v":0,"d":"0.00"},{"v":0,"d":"0.00"},{"v":0,"d":"0.00"},{"v":0,"d":"0.00"}]
[{"$nulls":7},"",{"v":0,"d":"0.00"},{"v":0,"d":"0.00"},{"v":0,"d":"0.00"},{"v":0,"d":"0.00"},{"v":0,"d":"0.00"},{"v":0,"d":"0.00"},{"v":0,"d":"0.00"}]
[{"$nulls":7},"",{"v":0,"d":"0.00"},{"v":0,"d":"0.00"},{"v":0,"d":"0.00"},{"v":0,"d":"0.00"},{"v":0,"d":"0.00"},{"v":0,"d":"0.00"},{"v":0,"d":"0.00"}]
[{"$nulls":7},"",{"v":0,"d":"0.00"},{"v":0,"d":"0.00"},{"v":0,"d":"0.00"},{"v":0,"d":"0.00"},{"v":0,"d":"0.00"},{"v":0,"d":"0.00"},{"v":0,"d":"0.00"}]
[{"$nulls":7},"",{"v":0,"d":"0.00"},{"v":0,"d":"0.00"},{"v":0,"d":"0.00"},{"v":0,"d":"0.00"},{"v":0,"d":"0.00"},{"v":0,"d":"0.00"},{"v":0,"d":"0.00"}]
[{"$nulls":7},"",{"v":0,"d":"0.00"},{"v":0,"d":"0.00"},{"v":0,"d":"0.00"},{"v":0,"d":"0.00"},{"v":0,"d":"0.00"},{"v":0,"d":"0.00"},{"v":0,"d":"0.00"}]
[{"$nulls":7},"",{"v":0,"d":"0.00"},{"v":0,"d":"0.00"},{"v":0,"d":"0.00"},{"v":0,"d":"0.00"},{"v":0,"d":"0.00"},{"v":0,"d":"0.00"},{"v":0,"d":"0.00"}]
[{"$nulls":7},"",{"v":0,"d":"0.00"},{"v":0,"d":"0.00"},{"v":0,"d":"0.00"},{"v":0,"d":"0.00"},{"v":0,"d":"0.00"},{"v":0,"d":"0.00"},{"v":0,"d":"0.00"}]
[{"$nulls":7},"",{"v":0,"d":"0.00"},{"v":0,"d":"0.00"},{"v":0,"d":"0.00"},{"v":0,"d":"0.00"},{"v":0,"d":"0.00"},{"v":0,"d":"0.00"},{"v":0,"d":"0.00"}]
[{"$nulls":7},"",{"v":0,"d":"0.00"},{"v":0,"d":"0.00"},{"v":0,"d":"0.00"},{"v":0,"d":"0.00"},{"v":0,"d":"0.00"},{"v":0,"d":"0.00"},{"v":0,"d":"0.00"}]
[{"$nulls":7},"",{"v":0,"d":"0.00"},{"v":0,"d":"0.00"},{"v":0,"d":"0.00"},{"v":0,"d":"0.00"},{"v":0,"d":"0.00"},{"v":0,"d":"0.00"},{"v":0,"d":"0.00"}]
[{"$nulls":7},"",{"v":0,"d":"0.00"},{"v":0,"d":"0.00"},{"v":0,"d":"0.00"},{"v":0,"d":"0.00"},{"v":0,"d":"0.00"},{"v":0,"d":"0.00"},{"v":0,"d":"0.00"}]
[{"$nulls":7},"",{"v":0,"d":"0.00"},{"v":0,"d":"0.00"},{"v":0,"d":"0.00"},{"v":0,"d":"0.00"},{"v":0,"d":"0.00"},{"v":0,"d":"0.00"},{"v":0,"d":"0.00"}]
[{"$nulls":7},"",{"v":0,"d":"0.00"},{"v":0,"d":"0.00"},{"v":0,"d":"0.00"},{"v":0,"d":"0.00"},{"v":0,"d":"0.00"},{"v":0,"d":"0.00"},{"v":0,"d":"0.00"}]
[{"$nulls":7},"",{"v":0,"d":"0.00"},{"v":0,"d":"0.00"},{"v":0,"d":"0.00"},{"v":0,"d":"0.00"},{"v":0,"d":"0.00"},{"v":0,"d":"0.00"},{"v":0,"d":"0.00"}]
[{"$nulls":7},"",{"v":0,"d":"0.00"},{"v":0,"d":"0.00"},{"v":0,"d":"0.00"},{"v":0,"d":"0.00"},{"v":0,"d":"0.00"},{"v":0,"d":"0.00"},{"v":0,"d":"0.00"}]
[{"$nulls":7},"",{"v":0,"d":"0.00"},{"v":0,"d":"0.00"},{"v":0,"d":"0.00"},{"v":0,"d":"0.00"},{"v":0,"d":"0.00"},{"v":0,"d":"0.00"},{"v":0,"d":"0.00"}]
[{"$nulls":7},"",{"v":0,"d":"0.00"},{"v":0,"d":"0.00"},{"v":0,"d":"0.00"},{"v":0,"d":"0.00"},{"v":0,"d":"0.00"},{"v":0,"d":"0.00"},{"v":0,"d":"0.00"}]
[{"$nulls":7},"",{"v":0,"d":"0.00"},{"v":0,"d":"0.00"},{"v":0,"d":"0.00"},{"v":0,"d":"0.00"},{"v":0,"d":"0.00"},{"v":0,"d":"0.00"},{"v":0,"d":"0.00"}]
[{"$nulls":7},"",{"v":0,"d":"0.00"},{"v":0,"d":"0.00"},{"v":0,"d":"0.00"},{"v":0,"d":"0.00"},{"v":0,"d":"0.00"},{"v":0,"d":"0.00"},{"v":0,"d":"0.00"}]
[{"$nulls":7},"",{"v":0,"d":"0.00"},{"v":0,"d":"0.00"},{"v":0,"d":"0.00"},{"v":0,"d":"0.00"},{"v":0,"d":"0.00"},{"v":0,"d":"0.00"},{"v":0,"d":"0.00"}]
[{"$nulls":7},"",{"v":0,"d":"0.00"},{"v":0,"d":"0.00"},{"v":0,"d":"0.00"},{"v":0,"d":"0.00"},{"v":0,"d":"0.00"},{"v":0,"d":"0.00"},{"v":0,"d":"0.00"}]
[{"$nulls":7},"",{"v":0,"d":"0.00"},{"v":0,"d":"0.00"},{"v":0,"d":"0.00"},{"v":0,"d":"0.00"},{"v":0,"d":"0.00"},{"v":0,"d":"0.00"},{"v":0,"d":"0.00"}]
[{"$nulls":7},"",{"v":0,"d":"0.00"},{"v":0,"d":"0.00"},{"v":0,"d":"0.00"},{"v":0,"d":"0.00"},{"v":0,"d":"0.00"},{"v":0,"d":"0.00"},{"v":0,"d":"0.00"}]
[{"$nulls":7},"",{"v":0,"d":"0.00"},{"v":0,"d":"0.00"},{"v":0,"d":"0.00"},{"v":0,"d":"0.00"},{"v":0,"d":"0.00"},{"v":0,"d":"0.00"},{"v":0,"d":"0.00"}]
[{"$nulls":7},"",{"v":0,"d":"0.00"},{"v":0,"d":"0.00"},{"v":0,"d":"0.00"},{"v":0,"d":"0.00"},{"v":0,"d":"0.00"},{"v":0,"d":"0.00"},{"v":0,"d":"0.00"}]
[{"$nulls":7},"",{"v":0,"d":"0.00"},{"v":0,"d":"0.00"},{"v":0,"d":"0.00"},{"v":0,"d":"0.00"},{"v":0,"d":"0.00"},{"v":0,"d":"0.00"},{"v":0,"d":"0.00"}]
[{"$nulls":7},"",{"v":0,"d":"0.00"},{"v":0,"d":"0.00"},{"v":0,"d":"0.00"},{"v":0,"d":"0.00"},{"v":0,"d":"0.00"},{"v":0,"d":"0.00"},{"v":0,"d":"0.00"}]
[{"$nulls":7},"",{"v":0,"d":"0.00"},{"v":0,"d":"0.00"},{"v":0,"d":"0.00"},{"v":0,"d":"0.00"},{"v":0,"d":"0.00"},{"v":0,"d":"0.00"},{"v":0,"d":"0.00"}]
[{"$nulls":7},"",{"v":0,"d":"0.00"},{"v":0,"d":"0.00"},{"v":0,"d":"0.00"},{"v":0,"d":"0.00"},{"v":0,"d":"0.00"},{"v":0,"d":"0.00"},{"v":0,"d":"0.00"}]
[{"$nulls":7},"",{"v":0,"d":"0.00"},{"v":0,"d":"0.00"},{"v":0,"d":"0.00"},{"v":0,"d":"0.00"},{"v":0,"d":"0.00"},{"v":0,"d":"0.00"},{"v":0,"d":"0.00"}]
[{"$nulls":7},"",{"v":0,"d":"0.00"},{"v":0,"d":"0.00"},{"v":0,"d":"0.00"},{"v":0,"d":"0.00"},{"v":0,"d":"0.00"},{"v":0,"d":"0.00"},{"v":0,"d":"0.00"}]
[{"$nulls":7},"",{"v":0,"d":"0.00"},{"v":0,"d":"0.00"},{"v":0,"d":"0.00"},{"v":0,"d":"0.00"},{"v":0,"d":"0.00"},{"v":0,"d":"0.00"},{"v":0,"d":"0.00"}]
[{"$nulls":7},"",{"v":0,"d":"0.00"},{"v":0,"d":"0.00"},{"v":0,"d":"0.00"},{"v":0,"d":"0.00"},{"v":0,"d":"0.00"},{"v":0,"d":"0.00"},{"v":0,"d":"0.00"}]
[{"$nulls":7},"",{"v":0,"d":"0.00"},{"v":0,"d":"0.00"},{"v":0,"d":"0.00"},{"v":0,"d":"0.00"},{"v":0,"d":"0.00"},{"v":0,"d":"0.00"},{"v":0,"d":"0.00"}]
[{"$nulls":7},"",{"v":0,"d":"0.00"},{"v":0,"d":"0.00"},{"v":0,"d":"0.00"},{"v":0,"d":"0.00"},{"v":0,"d":"0.00"},{"v":0,"d":"0.00"},{"v":0,"d":"0.00"}]
[{"$nulls":7},"",{"v":0,"d":"0.00"},{"v":0,"d":"0.00"},{"v":0,"d":"0.00"},{"v":0,"d":"0.00"},{"v":0,"d":"0.00"},{"v":0,"d":"0.00"},{"v":0,"d":"0.00"}]
[{"$nulls":7},"",{"v":0,"d":"0.00"},{"v":0,"d":"0.00"},{"v":0,"d":"0.00"},{"v":0,"d":"0.00"},{"v":0,"d":"0.00"},{"v":0,"d":"0.00"},{"v":0,"d":"0.00"}]
[{"$nulls":7},"",{"v":0,"d":"0.00"},{"v":0,"d":"0.00"},{"v":0,"d":"0.00"},{"v":0,"d":"0.00"},{"v":0,"d":"0.00"},{"v":0,"d":"0.00"},{"v":0,"d":"0.00"}]
[{"$nulls":7},"",{"v":0,"d":"0.00"},{"v":0,"d":"0.00"},{"v":0,"d":"0.00"},{"v":0,"d":"0.00"},{"v":0,"d":"0.00"},{"v":0,"d":"0.00"},{"v":0,"d":"0.00"}]
[{"$nulls":7},"",{"v":0,"d":"0.00"},{"v":0,"d":"0.00"},{"v":0,"d":"0.00"},{"v":0,"d":"0.00"},{"v":0,"d":"0.00"},{"v":0,"d":"0.00"},{"v":0,"d":"0.00"}]
[{"$nulls":7},"",{"v":0,"d":"0.00"},{"v":0,"d":"0.00"},{"v":0,"d":"0.00"},{"v":0,"d":"0.00"},{"v":0,"d":"0.00"},{"v":0,"d":"0.00"},{"v":0,"d":"0.00"}]
[{"$nulls":7},"",{"v":0,"d":"0.00"},{"v":0,"d":"0.00"},{"v":0,"d":"0.00"},{"v":0,"d":"0.00"},{"v":0,"d":"0.00"},{"v":0,"d":"0.00"},{"v":0,"d":"0.00"}]
[{"$nulls":7},"",{"v":0,"d":"0.00"},{"v":0,"d":"0.00"},{"v":0,"d":"0.00"},{"v":0,"d":"0.00"},{"v":0,"d":"0.00"},{"v":0,"d":"0.00"},{"v":0,"d":"0.00"}]
[{"$nulls":7},"",{"v":0,"d":"0.00"},{"v":0,"d":"0.00"},{"v":0,"d":"0.00"},{"v":0,"d":"0.00"},{"v":0,"d":"0.00"},{"v":0,"d":"0.00"},{"v":0,"d":"0.00"}]
[{"$nulls":7},"",{"v":0,"d":"0.00"},{"v":0,"d":"0.00"},{"v":0,"d":"0.00"},{"v":0,"d":"0.00"},{"v":0,"d":"0.00"},{"v":0,"d":"0.00"},{"v":0,"d":"0.00"}]
[{"$nulls":7},"",{"v":0,"d":"0.00"},{"v":0,"d":"0.00"},{"v":0,"d":"0.00"},{"v":0,"d":"0.00"},{"v":0,"d":"0.00"},{"v":0,"d":"0.00"},{"v":0,"d":"0.00"}]
[{"$nulls":7},"",{"v":0,"d":"0.00"},{"v":0,"d":"0.00"},{"v":0,"d":"0.00"},{"v":0,"d":"0.00"},{"v":0,"d":"0.00"},{"v":0,"d":"0.00"},{"v":0,"d":"0.00"}]
[{"$nulls":7},"",{"v":0,"d":"0.00"},{"v":0,"d":"0.00"},{"v":0,"d":"0.00"},{"v":0,"d":"0.00"},{"v":0,"d":"0.00"},{"v":0,"d":"0.00"},{"v":0,"d":"0.00"}]
[{"$nulls":7},"",{"v":0,"d":"0.00"},{"v":0,"d":"0.00"},{"v":0,"d":"0.00"},{"v":0,"d":"0.00"},{"v":0,"d":"0.00"},{"v":0,"d":"0.00"},{"v":0,"d":"0.00"}]
[{"$nulls":7},"",{"v":0,"d":"0.00"},{"v":0,"d":"0.00"},{"v":0,"d":"0.00"},{"v":0,"d":"0.00"},{"v":0,"d":"0.00"},{"v":0,"d":"0.00"},{"v":0,"d":"0.00"}]
[{"$nulls":7},"",{"v":0,"d":"0.00"},{"v":0,"d":"0.00"},{"v":0,"d":"0.00"},{"v":0,"d":"0.00"},{"v":0,"d":"0.00"},{"v":0,"d":"0.00"},{"v":0,"d":"0.00"}]
[{"$nulls":7},"",{"v":0,"d":"0.00"},{"v":0,"d":"0.00"},{"v":0,"d":"0.00"},{"v":0,"d":"0.00"},{"v":0,"d":"0.00"},{"v":0,"d":"0.00"},{"v":0,"d":"0.00"}]
[{"$nulls":7},"",{"v":0,"d":"0.00"},{"v":0,"d":"0.00"},{"v":0,"d":"0.00"},{"v":0,"d":"0.00"},{"v":0,"d":"0.00"},{"v":0,"d":"0.00"},{"v":0,"d":"0.00"}]
[{"$nulls":7},"",{"v":0,"d":"0.00"},{"v":0,"d":"0.00"},{"v":0,"d":"0.00"},{"v":0,"d":"0.00"},{"v":0,"d":"0.00"},{"v":0,"d":"0.00"},{"v":0,"d":"0.00"}]
[{"$nulls":7},"",{"v":0,"d":"0.00"},{"v":0,"d":"0.00"},{"v":0,"d":"0.00"},{"v":0,"d":"0.00"},{"v":0,"d":"0.00"},{"v":0,"d":"0.00"},{"v":0,"d":"0.00"}]
[{"$nulls":7},"",{"v":0,"d":"0.00"},{"v":0,"d":"0.00"},{"v":0,"d":"0.00"},{"v":0,"d":"0.00"},{"v":0,"d":"0.00"},{"v":0,"d":"0.00"},{"v":0,"d":"0.00"}]
[{"$nulls":7},"",{"v":0,"d":"0.00"},{"v":0,"d":"0.00"},{"v":0,"d":"0.00"},{"v":0,"d":"0.00"},{"v":0,"d":"0.00"},{"v":0,"d":"0.00"},{"v":0,"d":"0.00"}]
[{"$nulls":7},"",{"v":0,"d":"0.00"},{"v":0,"d":"0.00"},{"v":0,"d":"0.00"},{"v":0,"d":"0.00"},{"v":0,"d":"0.00"},{"v":0,"d":"0.00"},{"v":0,"d":"0.00"}]
[{"$nulls":7},"",{"v":0,"d":"0.00"},{"v":0,"d":"0.00"},{"v":0,"d":"0.00"},{"v":0,"d":"0.00"},{"v":0,"d":"0.00"},{"v":0,"d":"0.00"},{"v":0,"d":"0.00"}]
[{"$nulls":7},"",{"v":0,"d":"0.00"},{"v":0,"d":"0.00"},{"v":0,"d":"0.00"},{"v":0,"d":"0.00"},{"v":0,"d":"0.00"},{"v":0,"d":"0.00"},{"v":0,"d":"0.00"}]
[{"$nulls":7},"",{"v":0,"d":"0.00"},{"v":0,"d":"0.00"},{"v":0,"d":"0.00"},{"v":0,"d":"0.00"},{"v":0,"d":"0.00"},{"v":0,"d":"0.00"},{"v":0,"d":"0.00"}]
[{"$nulls":7},"",{"v":0,"d":"0.00"},{"v":0,"d":"0.00"},{"v":0,"d":"0.00"},{"v":0,"d":"0.00"},{"v":0,"d":"0.00"},{"v":0,"d":"0.00"},{"v":0,"d":"0.00"}]
[{"$nulls":7},"",{"v":0,"d":"0.00"},{"v":0,"d":"0.00"},{"v":0,"d":"0.00"},{"v":0,"d":"0.00"},{"v":0,"d":"0.00"},{"v":0,"d":"0.00"},{"v":0,"d":"0.00"}]
[{"$nulls":7},"",{"v":0,"d":"0.00"},{"v":0,"d":"0.00"},{"v":0,"d":"0.00"},{"v":0,"d":"0.00"},{"v":0,"d":"0.00"},{"v":0,"d":"0.00"},{"v":0,"d":"0.00"}]
[{"$nulls":7},"",{"v":0,"d":"0.00"},{"v":0,"d":"0.00"},{"v":0,"d":"0.00"},{"v":0,"d":"0.00"},{"v":0,"d":"0.00"},{"v":0,"d":"0.00"},{"v":0,"d":"0.00"}]
[{"$nulls":7},"",{"v":0,"d":"0.00"},{"v":0,"d":"0.00"},{"v":0,"d":"0.00"},{"v":0,"d":"0.00"},{"v":0,"d":"0.00"},{"v":0,"d":"0.00"},{"v":0,"d":"0.00"}]
[{"$nulls":7},"",{"v":0,"d":"0.00"},{"v":0,"d":"0.00"},{"v":0,"d":"0.00"},{"v":0,"d":"0.00"},{"v":0,"d":"0.00"},{"v":0,"d":"0.00"},{"v":0,"d":"0.00"}]
[{"$nulls":7},"",{"v":0,"d":"0.00"},{"v":0,"d":"0.00"},{"v":0,"d":"0.00"},{"v":0,"d":"0.00"},{"v":0,"d":"0.00"},{"v":0,"d":"0.00"},{"v":0,"d":"0.00"}]
[{"$nulls":7},"",{"v":0,"d":"0.00"},{"v":0,"d":"0.00"},{"v":0,"d":"0.00"},{"v":0,"d":"0.00"},{"v":0,"d":"0.00"},{"v":0,"d":"0.00"},{"v":0,"d":"0.00"}]
[{"$nulls":7},"",{"v":0,"d":"0.00"},{"v":0,"d":"0.00"},{"v":0,"d":"0.00"},{"v":0,"d":"0.00"},{"v":0,"d":"0.00"},{"v":0,"d":"0.00"},{"v":0,"d":"0.00"}]
[{"$nulls":7},"",{"v":0,"d":"0.00"},{"v":0,"d":"0.00"},{"v":0,"d":"0.00"},{"v":0,"d":"0.00"},{"v":0,"d":"0.00"},{"v":0,"d":"0.00"},{"v":0,"d":"0.00"}]
[{"$nulls":7},"",{"v":0,"d":"0.00"},{"v":0,"d":"0.00"},{"v":0,"d":"0.00"},{"v":0,"d":"0.00"},{"v":0,"d":"0.00"},{"v":0,"d":"0.00"},{"v":0,"d":"0.00"}]
[{"$nulls":7},"",{"v":0,"d":"0.00"},{"v":0,"d":"0.00"},{"v":0,"d":"0.00"},{"v":0,"d":"0.00"},{"v":0,"d":"0.00"},{"v":0,"d":"0.00"},{"v":0,"d":"0.00"}]
[{"$nulls":7},"",{"v":0,"d":"0.00"},{"v":0,"d":"0.00"},{"v":0,"d":"0.00"},{"v":0,"d":"0.00"},{"v":0,"d":"0.00"},{"v":0,"d":"0.00"},{"v":0,"d":"0.00"}]
[{"$nulls":7},"",{"v":0,"d":"0.00"},{"v":0,"d":"0.00"},{"v":0,"d":"0.00"},{"v":0,"d":"0.00"},{"v":0,"d":"0.00"},{"v":0,"d":"0.00"},{"v":0,"d":"0.00"}]
[{"$nulls":7},"",{"v":0,"d":"0.00"},{"v":0,"d":"0.00"},{"v":0,"d":"0.00"},{"v":0,"d":"0.00"},{"v":0,"d":"0.00"},{"v":0,"d":"0.00"},{"v":0,"d":"0.00"}]
[{"$nulls":7},"",{"v":0,"d":"0.00"},{"v":0,"d":"0.00"},{"v":0,"d":"0.00"},{"v":0,"d":"0.00"},{"v":0,"d":"0.00"},{"v":0,"d":"0.00"},{"v":0,"d":"0.00"}]
[{"$nulls":7},"",{"v":0,"d":"0.00"},{"v":0,"d":"0.00"},{"v":0,"d":"0.00"},{"v":0,"d":"0.00"},{"v":0,"d":"0.00"},{"v":0,"d":"0.00"},{"v":0,"d":"0.00"}]
[{"$nulls":7},"",{"v":0,"d":"0.00"},{"v":0,"d":"0.00"},{"v":0,"d":"0.00"},{"v":0,"d":"0.00"},{"v":0,"d":"0.00"},{"v":0,"d":"0.00"},{"v":0,"d":"0.00"}]
[{"$nulls":7},"",{"v":0,"d":"0.00"},{"v":0,"d":"0.00"},{"v":0,"d":"0.00"},{"v":0,"d":"0.00"},{"v":0,"d":"0.00"},{"v":0,"d":"0.00"},{"v":0,"d":"0.00"}]
[{"$nulls":7},"",{"v":0,"d":"0.00"},{"v":0,"d":"0.00"},{"v":0,"d":"0.00"},{"v":0,"d":"0.00"},{"v":0,"d":"0.00"},{"v":0,"d":"0.00"},{"v":0,"d":"0.00"}]
[{"$nulls":7},"",{"v":0,"d":"0.00"},{"v":0,"d":"0.00"},{"v":0,"d":"0.00"},{"v":0,"d":"0.00"},{"v":0,"d":"0.00"},{"v":0,"d":"0.00"},{"v":0,"d":"0.00"}]
[{"$nulls":7},"",{"v":0,"d":"0.00"},{"v":0,"d":"0.00"},{"v":0,"d":"0.00"},{"v":0,"d":"0.00"},{"v":0,"d":"0.00"},{"v":0,"d":"0.00"},{"v":0,"d":"0.00"}]
[{"$nulls":7},"",{"v":0,"d":"0.00"},{"v":0,"d":"0.00"},{"v":0,"d":"0.00"},{"v":0,"d":"0.00"},{"v":0,"d":"0.00"},{"v":0,"d":"0.00"},{"v":0,"d":"0.00"}]
[{"$nulls":7},"",{"v":0,"d":"0.00"},{"v":0,"d":"0.00"},{"v":0,"d":"0.00"},{"v":0,"d":"0.00"},{"v":0,"d":"0.00"},{"v":0,"d":"0.00"},{"v":0,"d":"0.00"}]
[{"$nulls":7},"",{"v":0,"d":"0.00"},{"v":0,"d":"0.00"},{"v":0,"d":"0.00"},{"v":0,"d":"0.00"},{"v":0,"d":"0.00"},{"v":0,"d":"0.00"},{"v":0,"d":"0.00"}]
[{"$nulls":7},"",{"v":0,"d":"0.00"},{"v":0,"d":"0.00"},{"v":0,"d":"0.00"},{"v":0,"d":"0.00"},{"v":0,"d":"0.00"},{"v":0,"d":"0.00"},{"v":0,"d":"0.00"}]
[{"$nulls":7},"",{"v":0,"d":"0.00"},{"v":0,"d":"0.00"},{"v":0,"d":"0.00"},{"v":0,"d":"0.00"},{"v":0,"d":"0.00"},{"v":0,"d":"0.00"},{"v":0,"d":"0.00"}]
[{"$nulls":7},"",{"v":0,"d":"0.00"},{"v":0,"d":"0.00"},{"v":0,"d":"0.00"},{"v":0,"d":"0.00"},{"v":0,"d":"0.00"},{"v":0,"d":"0.00"},{"v":0,"d":"0.00"}]
[{"$nulls":7},"",{"v":0,"d":"0.00"},{"v":0,"d":"0.00"},{"v":0,"d":"0.00"},{"v":0,"d":"0.00"},{"v":0,"d":"0.00"},{"v":0,"d":"0.00"},{"v":0,"d":"0.00"}]
[{"$nulls":7},"",{"v":0,"d":"0.00"},{"v":0,"d":"0.00"},{"v":0,"d":"0.00"},{"v":0,"d":"0.00"},{"v":0,"d":"0.00"},{"v":0,"d":"0.00"},{"v":0,"d":"0.00"}]
[{"$nulls":7},"",{"v":0,"d":"0.00"},{"v":0,"d":"0.00"},{"v":0,"d":"0.00"},{"v":0,"d":"0.00"},{"v":0,"d":"0.00"},{"v":0,"d":"0.00"},{"v":0,"d":"0.00"}]
[{"$nulls":7},"",{"v":0,"d":"0.00"},{"v":0,"d":"0.00"},{"v":0,"d":"0.00"},{"v":0,"d":"0.00"},{"v":0,"d":"0.00"},{"v":0,"d":"0.00"},{"v":0,"d":"0.00"}]
[{"$nulls":7},"",{"v":0,"d":"0.00"},{"v":0,"d":"0.00"},{"v":0,"d":"0.00"},{"v":0,"d":"0.00"},{"v":0,"d":"0.00"},{"v":0,"d":"0.00"},{"v":0,"d":"0.00"}]
[{"$nulls":7},"",{"v":0,"d":"0.00"},{"v":0,"d":"0.00"},{"v":0,"d":"0.00"},{"v":0,"d":"0.00"},{"v":0,"d":"0.00"},{"v":0,"d":"0.00"},{"v":0,"d":"0.00"}]
[{"$nulls":7},"",{"v":0,"d":"0.00"},{"v":0,"d":"0.00"},{"v":0,"d":"0.00"},{"v":0,"d":"0.00"},{"v":0,"d":"0.00"},{"v":0,"d":"0.00"},{"v":0,"d":"0.00"}]
[{"$nulls":7},"",{"v":0,"d":"0.00"},{"v":0,"d":"0.00"},{"v":0,"d":"0.00"},{"v":0,"d":"0.00"},{"v":0,"d":"0.00"},{"v":0,"d":"0.00"},{"v":0,"d":"0.00"}]

{"sheet":"Cubiertas","index":6,"n_rows":150,"n_cols":15,"rows_kept":150,"hidden":true,"read":"bin_skipped_in_rows","flags":["formulas_cached_only","records_skipped"],"rows_in_doubt":{"n":0,"rows":[]},"rows_in_doubt_other":4}
["Concepto"," Cal_positivo"," Cal_negativo"," Cal_neto"," Ref_positivo"," Ref_negativo"," Ref_neto",null,"m2"," Cal_positivo"," Cal_negativo"," Cal_neto"," Ref_positivo"," Ref_negativo"," Ref_neto"]
["Cubiertas",0,0,0,0,0,0,1,{"v":76.306793,"d":"76.31"},{"v":0,"d":"0.00"},{"v":0,"d":"0.00"},{"v":0,"d":"0.00"},{"v":0,"d":"0.00"},{"v":0,"d":"0.00"},{"v":0,"d":"0.00"}]
["Cubiertas",0,0,0,0,0,0,2,{"v":35.180943,"d":"35.18"},{"v":0,"d":"0.00"},{"v":0,"d":"0.00"},{"v":0,"d":"0.00"},{"v":0,"d":"0.00"},{"v":0,"d":"0.00"},{"v":0,"d":"0.00"}]
["Cubiertas",0,0,0,0,0,0,3,{"v":74.447464,"d":"74.45"},{"v":0,"d":"0.00"},{"v":0,"d":"0.00"},{"v":0,"d":"0.00"},{"v":0,"d":"0.00"},{"v":0,"d":"0.00"},{"v":0,"d":"0.00"}]
["Cubiertas",0,0,0,0,0,0,4,{"v":41.534649,"d":"41.53"},{"v":0,"d":"0.00"},{"v":0,"d":"0.00"},{"v":0,"d":"0.00"},{"v":0,"d":"0.00"},{"v":0,"d":"0.00"},{"v":0,"d":"0.00"}]
["Cubiertas",0,0,0,0,0,0,5,{"v":95.56221,"d":"95.56"},{"v":0,"d":"0.00"},{"v":0,"d":"0.00"},{"v":0,"d":"0.00"},{"v":0,"d":"0.00"},{"v":0,"d":"0.00"},{"v":0,"d":"0.00"}]
["Cubiertas",0,0,0,0,0,0,6,{"v":95.448708,"d":"95.45"},{"v":0,"d":"0.00"},{"v":0,"d":"0.00"},{"v":0,"d":"0.00"},{"v":0,"d":"0.00"},{"v":0,"d":"0.00"},{"v":0,"d":"0.00"}]
["Cubiertas",0,0,0,0,0,0,7,{"v":96.139519,"d":"96.14"},{"v":0,"d":"0.00"},{"v":0,"d":"0.00"},{"v":0,"d":"0.00"},{"v":0,"d":"0.00"},{"v":0,"d":"0.00"},{"v":0,"d":"0.00"}]
["Cubiertas",0,0,0,0,0,0,8,{"v":95.44915,"d":"95.45"},{"v":0,"d":"0.00"},{"v":0,"d":"0.00"},{"v":0,"d":"0.00"},{"v":0,"d":"0.00"},{"v":0,"d":"0.00"},{"v":0,"d":"0.00"}]
["Cubiertas",0,0,0,0,0,0,9,{"v":96.139214,"d":"96.14"},{"v":0,"d":"0.00"},{"v":0,"d":"0.00"},{"v":0,"d":"0.00"},{"v":0,"d":"0.00"},{"v":0,"d":"0.00"},{"v":0,"d":"0.00"}]
["Cubiertas",0,0,0,0,0,0,10,{"v":95.56221,"d":"95.56"},{"v":0,"d":"0.00"},{"v":0,"d":"0.00"},{"v":0,"d":"0.00"},{"v":0,"d":"0.00"},{"v":0,"d":"0.00"},{"v":0,"d":"0.00"}]
["Cubiertas",0,0,0,0,0,0,11,{"v":35.191116,"d":"35.19"},{"v":0,"d":"0.00"},{"v":0,"d":"0.00"},{"v":0,"d":"0.00"},{"v":0,"d":"0.00"},{"v":0,"d":"0.00"},{"v":0,"d":"0.00"}]
["Cubiertas",0,0,0,0,0,0,12,{"v":96.139519,"d":"96.14"},{"v":0,"d":"0.00"},{"v":0,"d":"0.00"},{"v":0,"d":"0.00"},{"v":0,"d":"0.00"},{"v":0,"d":"0.00"},{"v":0,"d":"0.00"}]
["Cubiertas",0,0,0,0,0,0,13,{"v":95.44915,"d":"95.45"},{"v":0,"d":"0.00"},{"v":0,"d":"0.00"},{"v":0,"d":"0.00"},{"v":0,"d":"0.00"},{"v":0,"d":"0.00"},{"v":0,"d":"0.00"}]
["Cubiertas",0,0,0,0,0,0,14,{"v":96.139214,"d":"96.14"},{"v":0,"d":"0.00"},{"v":0,"d":"0.00"},{"v":0,"d":"0.00"},{"v":0,"d":"0.00"},{"v":0,"d":"0.00"},{"v":0,"d":"0.00"}]
["Cubiertas",0,0,0,0,0,0,15,{"v":95.56221,"d":"95.56"},{"v":0,"d":"0.00"},{"v":0,"d":"0.00"},{"v":0,"d":"0.00"},{"v":0,"d":"0.00"},{"v":0,"d":"0.00"},{"v":0,"d":"0.00"}]
["Cubiertas",0,0,0,0,0,0,16,{"v":35.191116,"d":"35.19"},{"v":0,"d":"0.00"},{"v":0,"d":"0.00"},{"v":0,"d":"0.00"},{"v":0,"d":"0.00"},{"v":0,"d":"0.00"},{"v":0,"d":"0.00"}]
["Cubiertas",0.012735,-15.391377,-15.378642,4.822769,-1.554816,3.267953,17,{"v":96.139519,"d":"96.14"},{"v":1.224336774465,"d":"1.22"},{"v":-1479.7195815276632,"d":"-1479.72"},{"v":-1478.495244753198,"d":"-1478.50"},{"v":463.65869190811105,"d":"463.66"},{"v":-149.479262373504,"d":"-149.48"},{"v":314.17942953460704,"d":"314.18"}]
["Cubiertas",0.019767,-16.680502,-16.660735,4.772521,-1.73438,3.038141,18,{"v":95.44915,"d":"95.45"},{"v":1.88674334805,"d":"1.89"},{"v":-1592.1397374733,"d":"-1592.14"},{"v":-1590.2529941252499,"d":"-1590.25"},{"v":455.53307280715006,"d":"455.53"},{"v":-165.545096777,"d":"-165.55"},{"v":289.98797603015,"d":"289.99"}]
["Cubiertas",0.0146,-15.25147,-15.23687,4.833191,-1.616308,3.216883,19,{"v":96.139214,"d":"96.14"},{"v":1.4036325243999999,"d":"1.40"},{"v":-1466.2643381445798,"d":"-1466.26"},{"v":-1464.86070562018,"d":"-1464.86"},{"v":464.659183851874,"d":"464.66"},{"v":-155.390580701912,"d":"-155.39"},{"v":309.268603149962,"d":"309.27"}]
["Cubiertas",0.01718,-16.79784,-16.78066,4.759485,-1.67928,3.080205,20,{"v":95.56221,"d":"95.56"},{"v":1.6417587677999999,"d":"1.64"},{"v":-1605.2387136263999,"d":"-1605.24"},{"v":-1603.5969548586,"d":"-1603.60"},{"v":454.82690506184997,"d":"454.83"},{"v":-160.4757080088,"d":"-160.48"},{"v":294.35119705305,"d":"294.35"}]
["Cubiertas",0.026054,-15.960497,-15.934443,4.781612,-1.45967,3.321943,21,{"v":35.191116,"d":"35.19"},{"v":0.916869336264,"d":"0.92"},{"v":-561.6677013446521,"d":"-561.67"},{"v":-560.750832008388,"d":"-560.75"},{"v":168.27026255899202,"d":"168.27"},{"v":-51.367416291720005,"d":"-51.37"},{"v":116.90288145838801,"d":"116.90"}]
[{"$nulls":7},"",{"v":0,"d":"0.00"},{"v":0,"d":"0.00"},{"v":0,"d":"0.00"},{"v":0,"d":"0.00"},{"v":0,"d":"0.00"},{"v":0,"d":"0.00"},{"v":0,"d":"0.00"}]
[{"$nulls":7},"",{"v":0,"d":"0.00"},{"v":0,"d":"0.00"},{"v":0,"d":"0.00"},{"v":0,"d":"0.00"},{"v":0,"d":"0.00"},{"v":0,"d":"0.00"},{"v":0,"d":"0.00"}]
[{"$nulls":7},"",{"v":0,"d":"0.00"},{"v":0,"d":"0.00"},{"v":0,"d":"0.00"},{"v":0,"d":"0.00"},{"v":0,"d":"0.00"},{"v":0,"d":"0.00"},{"v":0,"d":"0.00"}]
[{"$nulls":7},"",{"v":0,"d":"0.00"},{"v":0,"d":"0.00"},{"v":0,"d":"0.00"},{"v":0,"d":"0.00"},{"v":0,"d":"0.00"},{"v":0,"d":"0.00"},{"v":0,"d":"0.00"}]
[{"$nulls":7},"",{"v":0,"d":"0.00"},{"v":0,"d":"0.00"},{"v":0,"d":"0.00"},{"v":0,"d":"0.00"},{"v":0,"d":"0.00"},{"v":0,"d":"0.00"},{"v":0,"d":"0.00"}]
[{"$nulls":7},"",{"v":0,"d":"0.00"},{"v":0,"d":"0.00"},{"v":0,"d":"0.00"},{"v":0,"d":"0.00"},{"v":0,"d":"0.00"},{"v":0,"d":"0.00"},{"v":0,"d":"0.00"}]
[{"$nulls":7},"",{"v":0,"d":"0.00"},{"v":0,"d":"0.00"},{"v":0,"d":"0.00"},{"v":0,"d":"0.00"},{"v":0,"d":"0.00"},{"v":0,"d":"0.00"},{"v":0,"d":"0.00"}]
[{"$nulls":7},"",{"v":0,"d":"0.00"},{"v":0,"d":"0.00"},{"v":0,"d":"0.00"},{"v":0,"d":"0.00"},{"v":0,"d":"0.00"},{"v":0,"d":"0.00"},{"v":0,"d":"0.00"}]
[{"$nulls":7},"",{"v":0,"d":"0.00"},{"v":0,"d":"0.00"},{"v":0,"d":"0.00"},{"v":0,"d":"0.00"},{"v":0,"d":"0.00"},{"v":0,"d":"0.00"},{"v":0,"d":"0.00"}]
[{"$nulls":7},"",{"v":0,"d":"0.00"},{"v":0,"d":"0.00"},{"v":0,"d":"0.00"},{"v":0,"d":"0.00"},{"v":0,"d":"0.00"},{"v":0,"d":"0.00"},{"v":0,"d":"0.00"}]
[{"$nulls":7},"",{"v":0,"d":"0.00"},{"v":0,"d":"0.00"},{"v":0,"d":"0.00"},{"v":0,"d":"0.00"},{"v":0,"d":"0.00"},{"v":0,"d":"0.00"},{"v":0,"d":"0.00"}]
[{"$nulls":7},"",{"v":0,"d":"0.00"},{"v":0,"d":"0.00"},{"v":0,"d":"0.00"},{"v":0,"d":"0.00"},{"v":0,"d":"0.00"},{"v":0,"d":"0.00"},{"v":0,"d":"0.00"}]
[{"$nulls":7},"",{"v":0,"d":"0.00"},{"v":0,"d":"0.00"},{"v":0,"d":"0.00"},{"v":0,"d":"0.00"},{"v":0,"d":"0.00"},{"v":0,"d":"0.00"},{"v":0,"d":"0.00"}]
[{"$nulls":7},"",{"v":0,"d":"0.00"},{"v":0,"d":"0.00"},{"v":0,"d":"0.00"},{"v":0,"d":"0.00"},{"v":0,"d":"0.00"},{"v":0,"d":"0.00"},{"v":0,"d":"0.00"}]
[{"$nulls":7},"",{"v":0,"d":"0.00"},{"v":0,"d":"0.00"},{"v":0,"d":"0.00"},{"v":0,"d":"0.00"},{"v":0,"d":"0.00"},{"v":0,"d":"0.00"},{"v":0,"d":"0.00"}]
[{"$nulls":7},"",{"v":0,"d":"0.00"},{"v":0,"d":"0.00"},{"v":0,"d":"0.00"},{"v":0,"d":"0.00"},{"v":0,"d":"0.00"},{"v":0,"d":"0.00"},{"v":0,"d":"0.00"}]
[{"$nulls":7},"",{"v":0,"d":"0.00"},{"v":0,"d":"0.00"},{"v":0,"d":"0.00"},{"v":0,"d":"0.00"},{"v":0,"d":"0.00"},{"v":0,"d":"0.00"},{"v":0,"d":"0.00"}]
[{"$nulls":7},"",{"v":0,"d":"0.00"},{"v":0,"d":"0.00"},{"v":0,"d":"0.00"},{"v":0,"d":"0.00"},{"v":0,"d":"0.00"},{"v":0,"d":"0.00"},{"v":0,"d":"0.00"}]
[{"$nulls":7},"",{"v":0,"d":"0.00"},{"v":0,"d":"0.00"},{"v":0,"d":"0.00"},{"v":0,"d":"0.00"},{"v":0,"d":"0.00"},{"v":0,"d":"0.00"},{"v":0,"d":"0.00"}]
[{"$nulls":7},"",{"v":0,"d":"0.00"},{"v":0,"d":"0.00"},{"v":0,"d":"0.00"},{"v":0,"d":"0.00"},{"v":0,"d":"0.00"},{"v":0,"d":"0.00"},{"v":0,"d":"0.00"}]
[{"$nulls":7},"",{"v":0,"d":"0.00"},{"v":0,"d":"0.00"},{"v":0,"d":"0.00"},{"v":0,"d":"0.00"},{"v":0,"d":"0.00"},{"v":0,"d":"0.00"},{"v":0,"d":"0.00"}]
[{"$nulls":7},"",{"v":0,"d":"0.00"},{"v":0,"d":"0.00"},{"v":0,"d":"0.00"},{"v":0,"d":"0.00"},{"v":0,"d":"0.00"},{"v":0,"d":"0.00"},{"v":0,"d":"0.00"}]
[{"$nulls":7},"",{"v":0,"d":"0.00"},{"v":0,"d":"0.00"},{"v":0,"d":"0.00"},{"v":0,"d":"0.00"},{"v":0,"d":"0.00"},{"v":0,"d":"0.00"},{"v":0,"d":"0.00"}]
[{"$nulls":7},"",{"v":0,"d":"0.00"},{"v":0,"d":"0.00"},{"v":0,"d":"0.00"},{"v":0,"d":"0.00"},{"v":0,"d":"0.00"},{"v":0,"d":"0.00"},{"v":0,"d":"0.00"}]
[{"$nulls":7},"",{"v":0,"d":"0.00"},{"v":0,"d":"0.00"},{"v":0,"d":"0.00"},{"v":0,"d":"0.00"},{"v":0,"d":"0.00"},{"v":0,"d":"0.00"},{"v":0,"d":"0.00"}]
[{"$nulls":7},"",{"v":0,"d":"0.00"},{"v":0,"d":"0.00"},{"v":0,"d":"0.00"},{"v":0,"d":"0.00"},{"v":0,"d":"0.00"},{"v":0,"d":"0.00"},{"v":0,"d":"0.00"}]
[{"$nulls":7},"",{"v":0,"d":"0.00"},{"v":0,"d":"0.00"},{"v":0,"d":"0.00"},{"v":0,"d":"0.00"},{"v":0,"d":"0.00"},{"v":0,"d":"0.00"},{"v":0,"d":"0.00"}]
[{"$nulls":7},"",{"v":0,"d":"0.00"},{"v":0,"d":"0.00"},{"v":0,"d":"0.00"},{"v":0,"d":"0.00"},{"v":0,"d":"0.00"},{"v":0,"d":"0.00"},{"v":0,"d":"0.00"}]
[{"$nulls":7},"",{"v":0,"d":"0.00"},{"v":0,"d":"0.00"},{"v":0,"d":"0.00"},{"v":0,"d":"0.00"},{"v":0,"d":"0.00"},{"v":0,"d":"0.00"},{"v":0,"d":"0.00"}]
[{"$nulls":7},"",{"v":0,"d":"0.00"},{"v":0,"d":"0.00"},{"v":0,"d":"0.00"},{"v":0,"d":"0.00"},{"v":0,"d":"0.00"},{"v":0,"d":"0.00"},{"v":0,"d":"0.00"}]
[{"$nulls":7},"",{"v":0,"d":"0.00"},{"v":0,"d":"0.00"},{"v":0,"d":"0.00"},{"v":0,"d":"0.00"},{"v":0,"d":"0.00"},{"v":0,"d":"0.00"},{"v":0,"d":"0.00"}]
[{"$nulls":7},"",{"v":0,"d":"0.00"},{"v":0,"d":"0.00"},{"v":0,"d":"0.00"},{"v":0,"d":"0.00"},{"v":0,"d":"0.00"},{"v":0,"d":"0.00"},{"v":0,"d":"0.00"}]
[{"$nulls":7},"",{"v":0,"d":"0.00"},{"v":0,"d":"0.00"},{"v":0,"d":"0.00"},{"v":0,"d":"0.00"},{"v":0,"d":"0.00"},{"v":0,"d":"0.00"},{"v":0,"d":"0.00"}]
[{"$nulls":7},"",{"v":0,"d":"0.00"},{"v":0,"d":"0.00"},{"v":0,"d":"0.00"},{"v":0,"d":"0.00"},{"v":0,"d":"0.00"},{"v":0,"d":"0.00"},{"v":0,"d":"0.00"}]
[{"$nulls":7},"",{"v":0,"d":"0.00"},{"v":0,"d":"0.00"},{"v":0,"d":"0.00"},{"v":0,"d":"0.00"},{"v":0,"d":"0.00"},{"v":0,"d":"0.00"},{"v":0,"d":"0.00"}]
[{"$nulls":7},"",{"v":0,"d":"0.00"},{"v":0,"d":"0.00"},{"v":0,"d":"0.00"},{"v":0,"d":"0.00"},{"v":0,"d":"0.00"},{"v":0,"d":"0.00"},{"v":0,"d":"0.00"}]
[{"$nulls":7},"",{"v":0,"d":"0.00"},{"v":0,"d":"0.00"},{"v":0,"d":"0.00"},{"v":0,"d":"0.00"},{"v":0,"d":"0.00"},{"v":0,"d":"0.00"},{"v":0,"d":"0.00"}]
[{"$nulls":7},"",{"v":0,"d":"0.00"},{"v":0,"d":"0.00"},{"v":0,"d":"0.00"},{"v":0,"d":"0.00"},{"v":0,"d":"0.00"},{"v":0,"d":"0.00"},{"v":0,"d":"0.00"}]
[{"$nulls":7},"",{"v":0,"d":"0.00"},{"v":0,"d":"0.00"},{"v":0,"d":"0.00"},{"v":0,"d":"0.00"},{"v":0,"d":"0.00"},{"v":0,"d":"0.00"},{"v":0,"d":"0.00"}]
[{"$nulls":7},"",{"v":0,"d":"0.00"},{"v":0,"d":"0.00"},{"v":0,"d":"0.00"},{"v":0,"d":"0.00"},{"v":0,"d":"0.00"},{"v":0,"d":"0.00"},{"v":0,"d":"0.00"}]
[{"$nulls":7},"",{"v":0,"d":"0.00"},{"v":0,"d":"0.00"},{"v":0,"d":"0.00"},{"v":0,"d":"0.00"},{"v":0,"d":"0.00"},{"v":0,"d":"0.00"},{"v":0,"d":"0.00"}]
[{"$nulls":7},"",{"v":0,"d":"0.00"},{"v":0,"d":"0.00"},{"v":0,"d":"0.00"},{"v":0,"d":"0.00"},{"v":0,"d":"0.00"},{"v":0,"d":"0.00"},{"v":0,"d":"0.00"}]
[{"$nulls":7},"",{"v":0,"d":"0.00"},{"v":0,"d":"0.00"},{"v":0,"d":"0.00"},{"v":0,"d":"0.00"},{"v":0,"d":"0.00"},{"v":0,"d":"0.00"},{"v":0,"d":"0.00"}]
[{"$nulls":7},"",{"v":0,"d":"0.00"},{"v":0,"d":"0.00"},{"v":0,"d":"0.00"},{"v":0,"d":"0.00"},{"v":0,"d":"0.00"},{"v":0,"d":"0.00"},{"v":0,"d":"0.00"}]
[{"$nulls":7},"",{"v":0,"d":"0.00"},{"v":0,"d":"0.00"},{"v":0,"d":"0.00"},{"v":0,"d":"0.00"},{"v":0,"d":"0.00"},{"v":0,"d":"0.00"},{"v":0,"d":"0.00"}]
[{"$nulls":7},"",{"v":0,"d":"0.00"},{"v":0,"d":"0.00"},{"v":0,"d":"0.00"},{"v":0,"d":"0.00"},{"v":0,"d":"0.00"},{"v":0,"d":"0.00"},{"v":0,"d":"0.00"}]
[{"$nulls":7},"",{"v":0,"d":"0.00"},{"v":0,"d":"0.00"},{"v":0,"d":"0.00"},{"v":0,"d":"0.00"},{"v":0,"d":"0.00"},{"v":0,"d":"0.00"},{"v":0,"d":"0.00"}]
[{"$nulls":7},"",{"v":0,"d":"0.00"},{"v":0,"d":"0.00"},{"v":0,"d":"0.00"},{"v":0,"d":"0.00"},{"v":0,"d":"0.00"},{"v":0,"d":"0.00"},{"v":0,"d":"0.00"}]
[{"$nulls":7},"",{"v":0,"d":"0.00"},{"v":0,"d":"0.00"},{"v":0,"d":"0.00"},{"v":0,"d":"0.00"},{"v":0,"d":"0.00"},{"v":0,"d":"0.00"},{"v":0,"d":"0.00"}]
[{"$nulls":7},"",{"v":0,"d":"0.00"},{"v":0,"d":"0.00"},{"v":0,"d":"0.00"},{"v":0,"d":"0.00"},{"v":0,"d":"0.00"},{"v":0,"d":"0.00"},{"v":0,"d":"0.00"}]
[{"$nulls":7},"",{"v":0,"d":"0.00"},{"v":0,"d":"0.00"},{"v":0,"d":"0.00"},{"v":0,"d":"0.00"},{"v":0,"d":"0.00"},{"v":0,"d":"0.00"},{"v":0,"d":"0.00"}]
[{"$nulls":7},"",{"v":0,"d":"0.00"},{"v":0,"d":"0.00"},{"v":0,"d":"0.00"},{"v":0,"d":"0.00"},{"v":0,"d":"0.00"},{"v":0,"d":"0.00"},{"v":0,"d":"0.00"}]
[{"$nulls":7},"",{"v":0,"d":"0.00"},{"v":0,"d":"0.00"},{"v":0,"d":"0.00"},{"v":0,"d":"0.00"},{"v":0,"d":"0.00"},{"v":0,"d":"0.00"},{"v":0,"d":"0.00"}]
[{"$nulls":7},"",{"v":0,"d":"0.00"},{"v":0,"d":"0.00"},{"v":0,"d":"0.00"},{"v":0,"d":"0.00"},{"v":0,"d":"0.00"},{"v":0,"d":"0.00"},{"v":0,"d":"0.00"}]
[{"$nulls":7},"",{"v":0,"d":"0.00"},{"v":0,"d":"0.00"},{"v":0,"d":"0.00"},{"v":0,"d":"0.00"},{"v":0,"d":"0.00"},{"v":0,"d":"0.00"},{"v":0,"d":"0.00"}]
[{"$nulls":7},"",{"v":0,"d":"0.00"},{"v":0,"d":"0.00"},{"v":0,"d":"0.00"},{"v":0,"d":"0.00"},{"v":0,"d":"0.00"},{"v":0,"d":"0.00"},{"v":0,"d":"0.00"}]
[{"$nulls":7},"",{"v":0,"d":"0.00"},{"v":0,"d":"0.00"},{"v":0,"d":"0.00"},{"v":0,"d":"0.00"},{"v":0,"d":"0.00"},{"v":0,"d":"0.00"},{"v":0,"d":"0.00"}]
[{"$nulls":7},"",{"v":0,"d":"0.00"},{"v":0,"d":"0.00"},{"v":0,"d":"0.00"},{"v":0,"d":"0.00"},{"v":0,"d":"0.00"},{"v":0,"d":"0.00"},{"v":0,"d":"0.00"}]
[{"$nulls":7},"",{"v":0,"d":"0.00"},{"v":0,"d":"0.00"},{"v":0,"d":"0.00"},{"v":0,"d":"0.00"},{"v":0,"d":"0.00"},{"v":0,"d":"0.00"},{"v":0,"d":"0.00"}]
[{"$nulls":7},"",{"v":0,"d":"0.00"},{"v":0,"d":"0.00"},{"v":0,"d":"0.00"},{"v":0,"d":"0.00"},{"v":0,"d":"0.00"},{"v":0,"d":"0.00"},{"v":0,"d":"0.00"}]
[{"$nulls":7},"",{"v":0,"d":"0.00"},{"v":0,"d":"0.00"},{"v":0,"d":"0.00"},{"v":0,"d":"0.00"},{"v":0,"d":"0.00"},{"v":0,"d":"0.00"},{"v":0,"d":"0.00"}]
[{"$nulls":7},"",{"v":0,"d":"0.00"},{"v":0,"d":"0.00"},{"v":0,"d":"0.00"},{"v":0,"d":"0.00"},{"v":0,"d":"0.00"},{"v":0,"d":"0.00"},{"v":0,"d":"0.00"}]
[{"$nulls":7},"",{"v":0,"d":"0.00"},{"v":0,"d":"0.00"},{"v":0,"d":"0.00"},{"v":0,"d":"0.00"},{"v":0,"d":"0.00"},{"v":0,"d":"0.00"},{"v":0,"d":"0.00"}]
[{"$nulls":7},"",{"v":0,"d":"0.00"},{"v":0,"d":"0.00"},{"v":0,"d":"0.00"},{"v":0,"d":"0.00"},{"v":0,"d":"0.00"},{"v":0,"d":"0.00"},{"v":0,"d":"0.00"}]
[{"$nulls":7},"",{"v":0,"d":"0.00"},{"v":0,"d":"0.00"},{"v":0,"d":"0.00"},{"v":0,"d":"0.00"},{"v":0,"d":"0.00"},{"v":0,"d":"0.00"},{"v":0,"d":"0.00"}]
[{"$nulls":7},"",{"v":0,"d":"0.00"},{"v":0,"d":"0.00"},{"v":0,"d":"0.00"},{"v":0,"d":"0.00"},{"v":0,"d":"0.00"},{"v":0,"d":"0.00"},{"v":0,"d":"0.00"}]
[{"$nulls":7},"",{"v":0,"d":"0.00"},{"v":0,"d":"0.00"},{"v":0,"d":"0.00"},{"v":0,"d":"0.00"},{"v":0,"d":"0.00"},{"v":0,"d":"0.00"},{"v":0,"d":"0.00"}]
[{"$nulls":7},"",{"v":0,"d":"0.00"},{"v":0,"d":"0.00"},{"v":0,"d":"0.00"},{"v":0,"d":"0.00"},{"v":0,"d":"0.00"},{"v":0,"d":"0.00"},{"v":0,"d":"0.00"}]
[{"$nulls":7},"",{"v":0,"d":"0.00"},{"v":0,"d":"0.00"},{"v":0,"d":"0.00"},{"v":0,"d":"0.00"},{"v":0,"d":"0.00"},{"v":0,"d":"0.00"},{"v":0,"d":"0.00"}]
[{"$nulls":7},"",{"v":0,"d":"0.00"},{"v":0,"d":"0.00"},{"v":0,"d":"0.00"},{"v":0,"d":"0.00"},{"v":0,"d":"0.00"},{"v":0,"d":"0.00"},{"v":0,"d":"0.00"}]
[{"$nulls":7},"",{"v":0,"d":"0.00"},{"v":0,"d":"0.00"},{"v":0,"d":"0.00"},{"v":0,"d":"0.00"},{"v":0,"d":"0.00"},{"v":0,"d":"0.00"},{"v":0,"d":"0.00"}]
[{"$nulls":7},"",{"v":0,"d":"0.00"},{"v":0,"d":"0.00"},{"v":0,"d":"0.00"},{"v":0,"d":"0.00"},{"v":0,"d":"0.00"},{"v":0,"d":"0.00"},{"v":0,"d":"0.00"}]
[{"$nulls":7},"",{"v":0,"d":"0.00"},{"v":0,"d":"0.00"},{"v":0,"d":"0.00"},{"v":0,"d":"0.00"},{"v":0,"d":"0.00"},{"v":0,"d":"0.00"},{"v":0,"d":"0.00"}]
[{"$nulls":7},"",{"v":0,"d":"0.00"},{"v":0,"d":"0.00"},{"v":0,"d":"0.00"},{"v":0,"d":"0.00"},{"v":0,"d":"0.00"},{"v":0,"d":"0.00"},{"v":0,"d":"0.00"}]
[{"$nulls":7},"",{"v":0,"d":"0.00"},{"v":0,"d":"0.00"},{"v":0,"d":"0.00"},{"v":0,"d":"0.00"},{"v":0,"d":"0.00"},{"v":0,"d":"0.00"},{"v":0,"d":"0.00"}]
[{"$nulls":7},"",{"v":0,"d":"0.00"},{"v":0,"d":"0.00"},{"v":0,"d":"0.00"},{"v":0,"d":"0.00"},{"v":0,"d":"0.00"},{"v":0,"d":"0.00"},{"v":0,"d":"0.00"}]
[{"$nulls":7},"",{"v":0,"d":"0.00"},{"v":0,"d":"0.00"},{"v":0,"d":"0.00"},{"v":0,"d":"0.00"},{"v":0,"d":"0.00"},{"v":0,"d":"0.00"},{"v":0,"d":"0.00"}]
[{"$nulls":7},"",{"v":0,"d":"0.00"},{"v":0,"d":"0.00"},{"v":0,"d":"0.00"},{"v":0,"d":"0.00"},{"v":0,"d":"0.00"},{"v":0,"d":"0.00"},{"v":0,"d":"0.00"}]
[{"$nulls":7},"",{"v":0,"d":"0.00"},{"v":0,"d":"0.00"},{"v":0,"d":"0.00"},{"v":0,"d":"0.00"},{"v":0,"d":"0.00"},{"v":0,"d":"0.00"},{"v":0,"d":"0.00"}]
[{"$nulls":7},"",{"v":0,"d":"0.00"},{"v":0,"d":"0.00"},{"v":0,"d":"0.00"},{"v":0,"d":"0.00"},{"v":0,"d":"0.00"},{"v":0,"d":"0.00"},{"v":0,"d":"0.00"}]
[{"$nulls":7},"",{"v":0,"d":"0.00"},{"v":0,"d":"0.00"},{"v":0,"d":"0.00"},{"v":0,"d":"0.00"},{"v":0,"d":"0.00"},{"v":0,"d":"0.00"},{"v":0,"d":"0.00"}]
[{"$nulls":7},"",{"v":0,"d":"0.00"},{"v":0,"d":"0.00"},{"v":0,"d":"0.00"},{"v":0,"d":"0.00"},{"v":0,"d":"0.00"},{"v":0,"d":"0.00"},{"v":0,"d":"0.00"}]
[{"$nulls":7},"",{"v":0,"d":"0.00"},{"v":0,"d":"0.00"},{"v":0,"d":"0.00"},{"v":0,"d":"0.00"},{"v":0,"d":"0.00"},{"v":0,"d":"0.00"},{"v":0,"d":"0.00"}]
[{"$nulls":7},"",{"v":0,"d":"0.00"},{"v":0,"d":"0.00"},{"v":0,"d":"0.00"},{"v":0,"d":"0.00"},{"v":0,"d":"0.00"},{"v":0,"d":"0.00"},{"v":0,"d":"0.00"}]
[{"$nulls":7},"",{"v":0,"d":"0.00"},{"v":0,"d":"0.00"},{"v":0,"d":"0.00"},{"v":0,"d":"0.00"},{"v":0,"d":"0.00"},{"v":0,"d":"0.00"},{"v":0,"d":"0.00"}]
[{"$nulls":7},"",{"v":0,"d":"0.00"},{"v":0,"d":"0.00"},{"v":0,"d":"0.00"},{"v":0,"d":"0.00"},{"v":0,"d":"0.00"},{"v":0,"d":"0.00"},{"v":0,"d":"0.00"}]
[{"$nulls":7},"",{"v":0,"d":"0.00"},{"v":0,"d":"0.00"},{"v":0,"d":"0.00"},{"v":0,"d":"0.00"},{"v":0,"d":"0.00"},{"v":0,"d":"0.00"},{"v":0,"d":"0.00"}]
[{"$nulls":7},"",{"v":0,"d":"0.00"},{"v":0,"d":"0.00"},{"v":0,"d":"0.00"},{"v":0,"d":"0.00"},{"v":0,"d":"0.00"},{"v":0,"d":"0.00"},{"v":0,"d":"0.00"}]
[{"$nulls":7},"",{"v":0,"d":"0.00"},{"v":0,"d":"0.00"},{"v":0,"d":"0.00"},{"v":0,"d":"0.00"},{"v":0,"d":"0.00"},{"v":0,"d":"0.00"},{"v":0,"d":"0.00"}]
[{"$nulls":7},"",{"v":0,"d":"0.00"},{"v":0,"d":"0.00"},{"v":0,"d":"0.00"},{"v":0,"d":"0.00"},{"v":0,"d":"0.00"},{"v":0,"d":"0.00"},{"v":0,"d":"0.00"}]
[{"$nulls":7},"",{"v":0,"d":"0.00"},{"v":0,"d":"0.00"},{"v":0,"d":"0.00"},{"v":0,"d":"0.00"},{"v":0,"d":"0.00"},{"v":0,"d":"0.00"},{"v":0,"d":"0.00"}]
[{"$nulls":7},"",{"v":0,"d":"0.00"},{"v":0,"d":"0.00"},{"v":0,"d":"0.00"},{"v":0,"d":"0.00"},{"v":0,"d":"0.00"},{"v":0,"d":"0.00"},{"v":0,"d":"0.00"}]
[{"$nulls":7},"",{"v":0,"d":"0.00"},{"v":0,"d":"0.00"},{"v":0,"d":"0.00"},{"v":0,"d":"0.00"},{"v":0,"d":"0.00"},{"v":0,"d":"0.00"},{"v":0,"d":"0.00"}]
[{"$nulls":7},"",{"v":0,"d":"0.00"},{"v":0,"d":"0.00"},{"v":0,"d":"0.00"},{"v":0,"d":"0.00"},{"v":0,"d":"0.00"},{"v":0,"d":"0.00"},{"v":0,"d":"0.00"}]
[{"$nulls":7},"",{"v":0,"d":"0.00"},{"v":0,"d":"0.00"},{"v":0,"d":"0.00"},{"v":0,"d":"0.00"},{"v":0,"d":"0.00"},{"v":0,"d":"0.00"},{"v":0,"d":"0.00"}]
[{"$nulls":7},"",{"v":0,"d":"0.00"},{"v":0,"d":"0.00"},{"v":0,"d":"0.00"},{"v":0,"d":"0.00"},{"v":0,"d":"0.00"},{"v":0,"d":"0.00"},{"v":0,"d":"0.00"}]
[{"$nulls":7},"",{"v":0,"d":"0.00"},{"v":0,"d":"0.00"},{"v":0,"d":"0.00"},{"v":0,"d":"0.00"},{"v":0,"d":"0.00"},{"v":0,"d":"0.00"},{"v":0,"d":"0.00"}]
[{"$nulls":7},"",{"v":0,"d":"0.00"},{"v":0,"d":"0.00"},{"v":0,"d":"0.00"},{"v":0,"d":"0.00"},{"v":0,"d":"0.00"},{"v":0,"d":"0.00"},{"v":0,"d":"0.00"}]
[{"$nulls":7},"",{"v":0,"d":"0.00"},{"v":0,"d":"0.00"},{"v":0,"d":"0.00"},{"v":0,"d":"0.00"},{"v":0,"d":"0.00"},{"v":0,"d":"0.00"},{"v":0,"d":"0.00"}]
[{"$nulls":7},"",{"v":0,"d":"0.00"},{"v":0,"d":"0.00"},{"v":0,"d":"0.00"},{"v":0,"d":"0.00"},{"v":0,"d":"0.00"},{"v":0,"d":"0.00"},{"v":0,"d":"0.00"}]
[{"$nulls":7},"",{"v":0,"d":"0.00"},{"v":0,"d":"0.00"},{"v":0,"d":"0.00"},{"v":0,"d":"0.00"},{"v":0,"d":"0.00"},{"v":0,"d":"0.00"},{"v":0,"d":"0.00"}]
[{"$nulls":7},"",{"v":0,"d":"0.00"},{"v":0,"d":"0.00"},{"v":0,"d":"0.00"},{"v":0,"d":"0.00"},{"v":0,"d":"0.00"},{"v":0,"d":"0.00"},{"v":0,"d":"0.00"}]
[{"$nulls":7},"",{"v":0,"d":"0.00"},{"v":0,"d":"0.00"},{"v":0,"d":"0.00"},{"v":0,"d":"0.00"},{"v":0,"d":"0.00"},{"v":0,"d":"0.00"},{"v":0,"d":"0.00"}]
[{"$nulls":7},"",{"v":0,"d":"0.00"},{"v":0,"d":"0.00"},{"v":0,"d":"0.00"},{"v":0,"d":"0.00"},{"v":0,"d":"0.00"},{"v":0,"d":"0.00"},{"v":0,"d":"0.00"}]
[{"$nulls":7},"",{"v":0,"d":"0.00"},{"v":0,"d":"0.00"},{"v":0,"d":"0.00"},{"v":0,"d":"0.00"},{"v":0,"d":"0.00"},{"v":0,"d":"0.00"},{"v":0,"d":"0.00"}]
[{"$nulls":7},"",{"v":0,"d":"0.00"},{"v":0,"d":"0.00"},{"v":0,"d":"0.00"},{"v":0,"d":"0.00"},{"v":0,"d":"0.00"},{"v":0,"d":"0.00"},{"v":0,"d":"0.00"}]
[{"$nulls":7},"",{"v":0,"d":"0.00"},{"v":0,"d":"0.00"},{"v":0,"d":"0.00"},{"v":0,"d":"0.00"},{"v":0,"d":"0.00"},{"v":0,"d":"0.00"},{"v":0,"d":"0.00"}]
[{"$nulls":7},"",{"v":0,"d":"0.00"},{"v":0,"d":"0.00"},{"v":0,"d":"0.00"},{"v":0,"d":"0.00"},{"v":0,"d":"0.00"},{"v":0,"d":"0.00"},{"v":0,"d":"0.00"}]
[{"$nulls":7},"",{"v":0,"d":"0.00"},{"v":0,"d":"0.00"},{"v":0,"d":"0.00"},{"v":0,"d":"0.00"},{"v":0,"d":"0.00"},{"v":0,"d":"0.00"},{"v":0,"d":"0.00"}]
[{"$nulls":7},"",{"v":0,"d":"0.00"},{"v":0,"d":"0.00"},{"v":0,"d":"0.00"},{"v":0,"d":"0.00"},{"v":0,"d":"0.00"},{"v":0,"d":"0.00"},{"v":0,"d":"0.00"}]
[{"$nulls":7},"",{"v":0,"d":"0.00"},{"v":0,"d":"0.00"},{"v":0,"d":"0.00"},{"v":0,"d":"0.00"},{"v":0,"d":"0.00"},{"v":0,"d":"0.00"},{"v":0,"d":"0.00"}]
[{"$nulls":7},"",{"v":0,"d":"0.00"},{"v":0,"d":"0.00"},{"v":0,"d":"0.00"},{"v":0,"d":"0.00"},{"v":0,"d":"0.00"},{"v":0,"d":"0.00"},{"v":0,"d":"0.00"}]
[{"$nulls":7},"",{"v":0,"d":"0.00"},{"v":0,"d":"0.00"},{"v":0,"d":"0.00"},{"v":0,"d":"0.00"},{"v":0,"d":"0.00"},{"v":0,"d":"0.00"},{"v":0,"d":"0.00"}]
[{"$nulls":7},"",{"v":0,"d":"0.00"},{"v":0,"d":"0.00"},{"v":0,"d":"0.00"},{"v":0,"d":"0.00"},{"v":0,"d":"0.00"},{"v":0,"d":"0.00"},{"v":0,"d":"0.00"}]
[{"$nulls":7},"",{"v":0,"d":"0.00"},{"v":0,"d":"0.00"},{"v":0,"d":"0.00"},{"v":0,"d":"0.00"},{"v":0,"d":"0.00"},{"v":0,"d":"0.00"},{"v":0,"d":"0.00"}]
[{"$nulls":7},"",{"v":0,"d":"0.00"},{"v":0,"d":"0.00"},{"v":0,"d":"0.00"},{"v":0,"d":"0.00"},{"v":0,"d":"0.00"},{"v":0,"d":"0.00"},{"v":0,"d":"0.00"}]
[{"$nulls":7},"",{"v":0,"d":"0.00"},{"v":0,"d":"0.00"},{"v":0,"d":"0.00"},{"v":0,"d":"0.00"},{"v":0,"d":"0.00"},{"v":0,"d":"0.00"},{"v":0,"d":"0.00"}]
[{"$nulls":7},"",{"v":0,"d":"0.00"},{"v":0,"d":"0.00"},{"v":0,"d":"0.00"},{"v":0,"d":"0.00"},{"v":0,"d":"0.00"},{"v":0,"d":"0.00"},{"v":0,"d":"0.00"}]
[{"$nulls":7},"",{"v":0,"d":"0.00"},{"v":0,"d":"0.00"},{"v":0,"d":"0.00"},{"v":0,"d":"0.00"},{"v":0,"d":"0.00"},{"v":0,"d":"0.00"},{"v":0,"d":"0.00"}]
[{"$nulls":7},"",{"v":0,"d":"0.00"},{"v":0,"d":"0.00"},{"v":0,"d":"0.00"},{"v":0,"d":"0.00"},{"v":0,"d":"0.00"},{"v":0,"d":"0.00"},{"v":0,"d":"0.00"}]
[{"$nulls":7},"",{"v":0,"d":"0.00"},{"v":0,"d":"0.00"},{"v":0,"d":"0.00"},{"v":0,"d":"0.00"},{"v":0,"d":"0.00"},{"v":0,"d":"0.00"},{"v":0,"d":"0.00"}]
[{"$nulls":7},"",{"v":0,"d":"0.00"},{"v":0,"d":"0.00"},{"v":0,"d":"0.00"},{"v":0,"d":"0.00"},{"v":0,"d":"0.00"},{"v":0,"d":"0.00"},{"v":0,"d":"0.00"}]
[{"$nulls":7},"",{"v":0,"d":"0.00"},{"v":0,"d":"0.00"},{"v":0,"d":"0.00"},{"v":0,"d":"0.00"},{"v":0,"d":"0.00"},{"v":0,"d":"0.00"},{"v":0,"d":"0.00"}]
[{"$nulls":7},"",{"v":0,"d":"0.00"},{"v":0,"d":"0.00"},{"v":0,"d":"0.00"},{"v":0,"d":"0.00"},{"v":0,"d":"0.00"},{"v":0,"d":"0.00"},{"v":0,"d":"0.00"}]
[{"$nulls":7},"",{"v":0,"d":"0.00"},{"v":0,"d":"0.00"},{"v":0,"d":"0.00"},{"v":0,"d":"0.00"},{"v":0,"d":"0.00"},{"v":0,"d":"0.00"},{"v":0,"d":"0.00"}]
[{"$nulls":7},"",{"v":0,"d":"0.00"},{"v":0,"d":"0.00"},{"v":0,"d":"0.00"},{"v":0,"d":"0.00"},{"v":0,"d":"0.00"},{"v":0,"d":"0.00"},{"v":0,"d":"0.00"}]
[{"$nulls":7},"",{"v":0,"d":"0.00"},{"v":0,"d":"0.00"},{"v":0,"d":"0.00"},{"v":0,"d":"0.00"},{"v":0,"d":"0.00"},{"v":0,"d":"0.00"},{"v":0,"d":"0.00"}]
[{"$nulls":7},"",{"v":0,"d":"0.00"},{"v":0,"d":"0.00"},{"v":0,"d":"0.00"},{"v":0,"d":"0.00"},{"v":0,"d":"0.00"},{"v":0,"d":"0.00"},{"v":0,"d":"0.00"}]

{"sheet":"Suelos","index":7,"n_rows":150,"n_cols":15,"rows_kept":150,"hidden":true,"read":"bin_skipped_in_rows","flags":["formulas_cached_only","records_skipped"],"rows_in_doubt":{"n":0,"rows":[]},"rows_in_doubt_other":4}
["Concepto"," Cal_positivo"," Cal_negativo"," Cal_neto"," Ref_positivo"," Ref_negativo"," Ref_neto",null,"m2"," Cal_positivo"," Cal_negativo"," Cal_neto"," Ref_positivo"," Ref_negativo"," Ref_neto"]
["Suelos",0.160425,-10.272677,-10.112252,3.942207,-7.844828,-3.902621,1,{"v":76.306793,"d":"76.31"},{"v":12.241517267025001,"d":"12.24"},{"v":-783.875037394861,"d":"-783.88"},{"v":-771.6335201278359,"d":"-771.63"},{"v":300.817173512151,"d":"300.82"},{"v":-598.6136663166039,"d":"-598.61"},{"v":-297.796492804453,"d":"-297.80"}]
["Suelos",0.406027,-9.157882,-8.751854,4.543321,-7.259188,-2.715866,2,{"v":35.180943,"d":"35.18"},{"v":14.284412743461,"d":"14.28"},{"v":-322.182924642726,"d":"-322.18"},{"v":-307.898476718322,"d":"-307.90"},{"v":159.83831713170298,"d":"159.84"},{"v":-255.385079254284,"d":"-255.39"},{"v":-95.546726941638,"d":"-95.55"}]
["Suelos",0.139599,-10.222312,-10.082713,3.841188,-7.743976,-3.902789,3,{"v":74.447464,"d":"74.45"},{"v":10.392791526936,"d":"10.39"},{"v":-761.025204616768,"d":"-761.03"},{"v":-750.632413089832,"d":"-750.63"},{"v":285.966705347232,"d":"285.97"},{"v":-576.519374476864,"d":"-576.52"},{"v":-290.55274357709595,"d":"-290.55"}]
["Suelos",0.195177,-8.922443,-8.727267,3.95025,-5.470546,-1.520295,4,{"v":41.534649,"d":"41.53"},{"v":8.106608187873,"d":"8.11"},{"v":-370.590538227507,"d":"-370.59"},{"v":-362.483971574283,"d":"-362.48"},{"v":164.07224721225,"d":"164.07"},{"v":-227.217207948354,"d":"-227.22"},{"v":-63.144919201455004,"d":"-63.14"}]
["Suelos",0.138072,-9.459893,-9.32182,3.759118,-7.392907,-3.633789,5,{"v":95.56221,"d":"95.56"},{"v":13.19446545912,"d":"13.19"},{"v":-904.0082814435299,"d":"-904.01"},{"v":-890.8137204222,"d":"-890.81"},{"v":359.22962373077996,"d":"359.23"},{"v":-706.48253124447,"d":"-706.48"},{"v":-347.25290751369,"d":"-347.25"}]
["Suelos",0.135437,-8.563959,-8.428522,3.683917,-6.911322,-3.227405,6,{"v":95.448708,"d":"95.45"},{"v":12.927286665396,"d":"12.93"},{"v":-817.418821914972,"d":"-817.42"},{"v":-804.4915352495759,"d":"-804.49"},{"v":351.625118029236,"d":"351.63"},{"v":-659.676755471976,"d":"-659.68"},{"v":-308.05163744274,"d":"-308.05"}]
["Suelos",0,0,0,0,0,0,7,{"v":96.139519,"d":"96.14"},{"v":0,"d":"0.00"},{"v":0,"d":"0.00"},{"v":0,"d":"0.00"},{"v":0,"d":"0.00"},{"v":0,"d":"0.00"},{"v":0,"d":"0.00"}]
["Suelos",0,0,0,0,0,0,8,{"v":95.44915,"d":"95.45"},{"v":0,"d":"0.00"},{"v":0,"d":"0.00"},{"v":0,"d":"0.00"},{"v":0,"d":"0.00"},{"v":0,"d":"0.00"},{"v":0,"d":"0.00"}]
["Suelos",0,0,0,0,0,0,9,{"v":96.139214,"d":"96.14"},{"v":0,"d":"0.00"},{"v":0,"d":"0.00"},{"v":0,"d":"0.00"},{"v":0,"d":"0.00"},{"v":0,"d":"0.00"},{"v":0,"d":"0.00"}]
["Suelos",0,0,0,0,0,0,10,{"v":95.56221,"d":"95.56"},{"v":0,"d":"0.00"},{"v":0,"d":"0.00"},{"v":0,"d":"0.00"},{"v":0,"d":"0.00"},{"v":0,"d":"0.00"},{"v":0,"d":"0.00"}]
["Suelos",0,0,0,0,0,0,11,{"v":35.191116,"d":"35.19"},{"v":0,"d":"0.00"},{"v":0,"d":"0.00"},{"v":0,"d":"0.00"},{"v":0,"d":"0.00"},{"v":0,"d":"0.00"},{"v":0,"d":"0.00"}]
["Suelos",0,0,0,0,0,0,12,{"v":96.139519,"d":"96.14"},{"v":0,"d":"0.00"},{"v":0,"d":"0.00"},{"v":0,"d":"0.00"},{"v":0,"d":"0.00"},{"v":0,"d":"0.00"},{"v":0,"d":"0.00"}]
["Suelos",0,0,0,0,0,0,13,{"v":95.44915,"d":"95.45"},{"v":0,"d":"0.00"},{"v":0,"d":"0.00"},{"v":0,"d":"0.00"},{"v":0,"d":"0.00"},{"v":0,"d":"0.00"},{"v":0,"d":"0.00"}]
["Suelos",0,0,0,0,0,0,14,{"v":96.139214,"d":"96.14"},{"v":0,"d":"0.00"},{"v":0,"d":"0.00"},{"v":0,"d":"0.00"},{"v":0,"d":"0.00"},{"v":0,"d":"0.00"},{"v":0,"d":"0.00"}]
["Suelos",0,0,0,0,0,0,15,{"v":95.56221,"d":"95.56"},{"v":0,"d":"0.00"},{"v":0,"d":"0.00"},{"v":0,"d":"0.00"},{"v":0,"d":"0.00"},{"v":0,"d":"0.00"},{"v":0,"d":"0.00"}]
["Suelos",0,0,0,0,0,0,16,{"v":35.191116,"d":"35.19"},{"v":0,"d":"0.00"},{"v":0,"d":"0.00"},{"v":0,"d":"0.00"},{"v":0,"d":"0.00"},{"v":0,"d":"0.00"},{"v":0,"d":"0.00"}]
["Suelos",0,0,0,0,0,0,17,{"v":96.139519,"d":"96.14"},{"v":0,"d":"0.00"},{"v":0,"d":"0.00"},{"v":0,"d":"0.00"},{"v":0,"d":"0.00"},{"v":0,"d":"0.00"},{"v":0,"d":"0.00"}]
["Suelos",0,0,0,0,0,0,18,{"v":95.44915,"d":"95.45"},{"v":0,"d":"0.00"},{"v":0,"d":"0.00"},{"v":0,"d":"0.00"},{"v":0,"d":"0.00"},{"v":0,"d":"0.00"},{"v":0,"d":"0.00"}]
["Suelos",0,0,0,0,0,0,19,{"v":96.139214,"d":"96.14"},{"v":0,"d":"0.00"},{"v":0,"d":"0.00"},{"v":0,"d":"0.00"},{"v":0,"d":"0.00"},{"v":0,"d":"0.00"},{"v":0,"d":"0.00"}]
["Suelos",0,0,0,0,0,0,20,{"v":95.56221,"d":"95.56"},{"v":0,"d":"0.00"},{"v":0,"d":"0.00"},{"v":0,"d":"0.00"},{"v":0,"d":"0.00"},{"v":0,"d":"0.00"},{"v":0,"d":"0.00"}]
["Suelos",0,0,0,0,0,0,21,{"v":35.191116,"d":"35.19"},{"v":0,"d":"0.00"},{"v":0,"d":"0.00"},{"v":0,"d":"0.00"},{"v":0,"d":"0.00"},{"v":0,"d":"0.00"},{"v":0,"d":"0.00"}]
[{"$nulls":7},"",{"v":0,"d":"0.00"},{"v":0,"d":"0.00"},{"v":0,"d":"0.00"},{"v":0,"d":"0.00"},{"v":0,"d":"0.00"},{"v":0,"d":"0.00"},{"v":0,"d":"0.00"}]
[{"$nulls":7},"",{"v":0,"d":"0.00"},{"v":0,"d":"0.00"},{"v":0,"d":"0.00"},{"v":0,"d":"0.00"},{"v":0,"d":"0.00"},{"v":0,"d":"0.00"},{"v":0,"d":"0.00"}]
[{"$nulls":7},"",{"v":0,"d":"0.00"},{"v":0,"d":"0.00"},{"v":0,"d":"0.00"},{"v":0,"d":"0.00"},{"v":0,"d":"0.00"},{"v":0,"d":"0.00"},{"v":0,"d":"0.00"}]
[{"$nulls":7},"",{"v":0,"d":"0.00"},{"v":0,"d":"0.00"},{"v":0,"d":"0.00"},{"v":0,"d":"0.00"},{"v":0,"d":"0.00"},{"v":0,"d":"0.00"},{"v":0,"d":"0.00"}]
[{"$nulls":7},"",{"v":0,"d":"0.00"},{"v":0,"d":"0.00"},{"v":0,"d":"0.00"},{"v":0,"d":"0.00"},{"v":0,"d":"0.00"},{"v":0,"d":"0.00"},{"v":0,"d":"0.00"}]
[{"$nulls":7},"",{"v":0,"d":"0.00"},{"v":0,"d":"0.00"},{"v":0,"d":"0.00"},{"v":0,"d":"0.00"},{"v":0,"d":"0.00"},{"v":0,"d":"0.00"},{"v":0,"d":"0.00"}]
[{"$nulls":7},"",{"v":0,"d":"0.00"},{"v":0,"d":"0.00"},{"v":0,"d":"0.00"},{"v":0,"d":"0.00"},{"v":0,"d":"0.00"},{"v":0,"d":"0.00"},{"v":0,"d":"0.00"}]
[{"$nulls":7},"",{"v":0,"d":"0.00"},{"v":0,"d":"0.00"},{"v":0,"d":"0.00"},{"v":0,"d":"0.00"},{"v":0,"d":"0.00"},{"v":0,"d":"0.00"},{"v":0,"d":"0.00"}]
[{"$nulls":7},"",{"v":0,"d":"0.00"},{"v":0,"d":"0.00"},{"v":0,"d":"0.00"},{"v":0,"d":"0.00"},{"v":0,"d":"0.00"},{"v":0,"d":"0.00"},{"v":0,"d":"0.00"}]
[{"$nulls":7},"",{"v":0,"d":"0.00"},{"v":0,"d":"0.00"},{"v":0,"d":"0.00"},{"v":0,"d":"0.00"},{"v":0,"d":"0.00"},{"v":0,"d":"0.00"},{"v":0,"d":"0.00"}]
[{"$nulls":7},"",{"v":0,"d":"0.00"},{"v":0,"d":"0.00"},{"v":0,"d":"0.00"},{"v":0,"d":"0.00"},{"v":0,"d":"0.00"},{"v":0,"d":"0.00"},{"v":0,"d":"0.00"}]
[{"$nulls":7},"",{"v":0,"d":"0.00"},{"v":0,"d":"0.00"},{"v":0,"d":"0.00"},{"v":0,"d":"0.00"},{"v":0,"d":"0.00"},{"v":0,"d":"0.00"},{"v":0,"d":"0.00"}]
[{"$nulls":7},"",{"v":0,"d":"0.00"},{"v":0,"d":"0.00"},{"v":0,"d":"0.00"},{"v":0,"d":"0.00"},{"v":0,"d":"0.00"},{"v":0,"d":"0.00"},{"v":0,"d":"0.00"}]
[{"$nulls":7},"",{"v":0,"d":"0.00"},{"v":0,"d":"0.00"},{"v":0,"d":"0.00"},{"v":0,"d":"0.00"},{"v":0,"d":"0.00"},{"v":0,"d":"0.00"},{"v":0,"d":"0.00"}]
[{"$nulls":7},"",{"v":0,"d":"0.00"},{"v":0,"d":"0.00"},{"v":0,"d":"0.00"},{"v":0,"d":"0.00"},{"v":0,"d":"0.00"},{"v":0,"d":"0.00"},{"v":0,"d":"0.00"}]
[{"$nulls":7},"",{"v":0,"d":"0.00"},{"v":0,"d":"0.00"},{"v":0,"d":"0.00"},{"v":0,"d":"0.00"},{"v":0,"d":"0.00"},{"v":0,"d":"0.00"},{"v":0,"d":"0.00"}]
[{"$nulls":7},"",{"v":0,"d":"0.00"},{"v":0,"d":"0.00"},{"v":0,"d":"0.00"},{"v":0,"d":"0.00"},{"v":0,"d":"0.00"},{"v":0,"d":"0.00"},{"v":0,"d":"0.00"}]
[{"$nulls":7},"",{"v":0,"d":"0.00"},{"v":0,"d":"0.00"},{"v":0,"d":"0.00"},{"v":0,"d":"0.00"},{"v":0,"d":"0.00"},{"v":0,"d":"0.00"},{"v":0,"d":"0.00"}]
[{"$nulls":7},"",{"v":0,"d":"0.00"},{"v":0,"d":"0.00"},{"v":0,"d":"0.00"},{"v":0,"d":"0.00"},{"v":0,"d":"0.00"},{"v":0,"d":"0.00"},{"v":0,"d":"0.00"}]
[{"$nulls":7},"",{"v":0,"d":"0.00"},{"v":0,"d":"0.00"},{"v":0,"d":"0.00"},{"v":0,"d":"0.00"},{"v":0,"d":"0.00"},{"v":0,"d":"0.00"},{"v":0,"d":"0.00"}]
[{"$nulls":7},"",{"v":0,"d":"0.00"},{"v":0,"d":"0.00"},{"v":0,"d":"0.00"},{"v":0,"d":"0.00"},{"v":0,"d":"0.00"},{"v":0,"d":"0.00"},{"v":0,"d":"0.00"}]
[{"$nulls":7},"",{"v":0,"d":"0.00"},{"v":0,"d":"0.00"},{"v":0,"d":"0.00"},{"v":0,"d":"0.00"},{"v":0,"d":"0.00"},{"v":0,"d":"0.00"},{"v":0,"d":"0.00"}]
[{"$nulls":7},"",{"v":0,"d":"0.00"},{"v":0,"d":"0.00"},{"v":0,"d":"0.00"},{"v":0,"d":"0.00"},{"v":0,"d":"0.00"},{"v":0,"d":"0.00"},{"v":0,"d":"0.00"}]
[{"$nulls":7},"",{"v":0,"d":"0.00"},{"v":0,"d":"0.00"},{"v":0,"d":"0.00"},{"v":0,"d":"0.00"},{"v":0,"d":"0.00"},{"v":0,"d":"0.00"},{"v":0,"d":"0.00"}]
[{"$nulls":7},"",{"v":0,"d":"0.00"},{"v":0,"d":"0.00"},{"v":0,"d":"0.00"},{"v":0,"d":"0.00"},{"v":0,"d":"0.00"},{"v":0,"d":"0.00"},{"v":0,"d":"0.00"}]
[{"$nulls":7},"",{"v":0,"d":"0.00"},{"v":0,"d":"0.00"},{"v":0,"d":"0.00"},{"v":0,"d":"0.00"},{"v":0,"d":"0.00"},{"v":0,"d":"0.00"},{"v":0,"d":"0.00"}]
[{"$nulls":7},"",{"v":0,"d":"0.00"},{"v":0,"d":"0.00"},{"v":0,"d":"0.00"},{"v":0,"d":"0.00"},{"v":0,"d":"0.00"},{"v":0,"d":"0.00"},{"v":0,"d":"0.00"}]
[{"$nulls":7},"",{"v":0,"d":"0.00"},{"v":0,"d":"0.00"},{"v":0,"d":"0.00"},{"v":0,"d":"0.00"},{"v":0,"d":"0.00"},{"v":0,"d":"0.00"},{"v":0,"d":"0.00"}]
[{"$nulls":7},"",{"v":0,"d":"0.00"},{"v":0,"d":"0.00"},{"v":0,"d":"0.00"},{"v":0,"d":"0.00"},{"v":0,"d":"0.00"},{"v":0,"d":"0.00"},{"v":0,"d":"0.00"}]
[{"$nulls":7},"",{"v":0,"d":"0.00"},{"v":0,"d":"0.00"},{"v":0,"d":"0.00"},{"v":0,"d":"0.00"},{"v":0,"d":"0.00"},{"v":0,"d":"0.00"},{"v":0,"d":"0.00"}]
[{"$nulls":7},"",{"v":0,"d":"0.00"},{"v":0,"d":"0.00"},{"v":0,"d":"0.00"},{"v":0,"d":"0.00"},{"v":0,"d":"0.00"},{"v":0,"d":"0.00"},{"v":0,"d":"0.00"}]
[{"$nulls":7},"",{"v":0,"d":"0.00"},{"v":0,"d":"0.00"},{"v":0,"d":"0.00"},{"v":0,"d":"0.00"},{"v":0,"d":"0.00"},{"v":0,"d":"0.00"},{"v":0,"d":"0.00"}]
[{"$nulls":7},"",{"v":0,"d":"0.00"},{"v":0,"d":"0.00"},{"v":0,"d":"0.00"},{"v":0,"d":"0.00"},{"v":0,"d":"0.00"},{"v":0,"d":"0.00"},{"v":0,"d":"0.00"}]
[{"$nulls":7},"",{"v":0,"d":"0.00"},{"v":0,"d":"0.00"},{"v":0,"d":"0.00"},{"v":0,"d":"0.00"},{"v":0,"d":"0.00"},{"v":0,"d":"0.00"},{"v":0,"d":"0.00"}]
[{"$nulls":7},"",{"v":0,"d":"0.00"},{"v":0,"d":"0.00"},{"v":0,"d":"0.00"},{"v":0,"d":"0.00"},{"v":0,"d":"0.00"},{"v":0,"d":"0.00"},{"v":0,"d":"0.00"}]
[{"$nulls":7},"",{"v":0,"d":"0.00"},{"v":0,"d":"0.00"},{"v":0,"d":"0.00"},{"v":0,"d":"0.00"},{"v":0,"d":"0.00"},{"v":0,"d":"0.00"},{"v":0,"d":"0.00"}]
[{"$nulls":7},"",{"v":0,"d":"0.00"},{"v":0,"d":"0.00"},{"v":0,"d":"0.00"},{"v":0,"d":"0.00"},{"v":0,"d":"0.00"},{"v":0,"d":"0.00"},{"v":0,"d":"0.00"}]
[{"$nulls":7},"",{"v":0,"d":"0.00"},{"v":0,"d":"0.00"},{"v":0,"d":"0.00"},{"v":0,"d":"0.00"},{"v":0,"d":"0.00"},{"v":0,"d":"0.00"},{"v":0,"d":"0.00"}]
[{"$nulls":7},"",{"v":0,"d":"0.00"},{"v":0,"d":"0.00"},{"v":0,"d":"0.00"},{"v":0,"d":"0.00"},{"v":0,"d":"0.00"},{"v":0,"d":"0.00"},{"v":0,"d":"0.00"}]
[{"$nulls":7},"",{"v":0,"d":"0.00"},{"v":0,"d":"0.00"},{"v":0,"d":"0.00"},{"v":0,"d":"0.00"},{"v":0,"d":"0.00"},{"v":0,"d":"0.00"},{"v":0,"d":"0.00"}]
[{"$nulls":7},"",{"v":0,"d":"0.00"},{"v":0,"d":"0.00"},{"v":0,"d":"0.00"},{"v":0,"d":"0.00"},{"v":0,"d":"0.00"},{"v":0,"d":"0.00"},{"v":0,"d":"0.00"}]
[{"$nulls":7},"",{"v":0,"d":"0.00"},{"v":0,"d":"0.00"},{"v":0,"d":"0.00"},{"v":0,"d":"0.00"},{"v":0,"d":"0.00"},{"v":0,"d":"0.00"},{"v":0,"d":"0.00"}]
[{"$nulls":7},"",{"v":0,"d":"0.00"},{"v":0,"d":"0.00"},{"v":0,"d":"0.00"},{"v":0,"d":"0.00"},{"v":0,"d":"0.00"},{"v":0,"d":"0.00"},{"v":0,"d":"0.00"}]
[{"$nulls":7},"",{"v":0,"d":"0.00"},{"v":0,"d":"0.00"},{"v":0,"d":"0.00"},{"v":0,"d":"0.00"},{"v":0,"d":"0.00"},{"v":0,"d":"0.00"},{"v":0,"d":"0.00"}]
[{"$nulls":7},"",{"v":0,"d":"0.00"},{"v":0,"d":"0.00"},{"v":0,"d":"0.00"},{"v":0,"d":"0.00"},{"v":0,"d":"0.00"},{"v":0,"d":"0.00"},{"v":0,"d":"0.00"}]
[{"$nulls":7},"",{"v":0,"d":"0.00"},{"v":0,"d":"0.00"},{"v":0,"d":"0.00"},{"v":0,"d":"0.00"},{"v":0,"d":"0.00"},{"v":0,"d":"0.00"},{"v":0,"d":"0.00"}]
[{"$nulls":7},"",{"v":0,"d":"0.00"},{"v":0,"d":"0.00"},{"v":0,"d":"0.00"},{"v":0,"d":"0.00"},{"v":0,"d":"0.00"},{"v":0,"d":"0.00"},{"v":0,"d":"0.00"}]
[{"$nulls":7},"",{"v":0,"d":"0.00"},{"v":0,"d":"0.00"},{"v":0,"d":"0.00"},{"v":0,"d":"0.00"},{"v":0,"d":"0.00"},{"v":0,"d":"0.00"},{"v":0,"d":"0.00"}]
[{"$nulls":7},"",{"v":0,"d":"0.00"},{"v":0,"d":"0.00"},{"v":0,"d":"0.00"},{"v":0,"d":"0.00"},{"v":0,"d":"0.00"},{"v":0,"d":"0.00"},{"v":0,"d":"0.00"}]
[{"$nulls":7},"",{"v":0,"d":"0.00"},{"v":0,"d":"0.00"},{"v":0,"d":"0.00"},{"v":0,"d":"0.00"},{"v":0,"d":"0.00"},{"v":0,"d":"0.00"},{"v":0,"d":"0.00"}]
[{"$nulls":7},"",{"v":0,"d":"0.00"},{"v":0,"d":"0.00"},{"v":0,"d":"0.00"},{"v":0,"d":"0.00"},{"v":0,"d":"0.00"},{"v":0,"d":"0.00"},{"v":0,"d":"0.00"}]
[{"$nulls":7},"",{"v":0,"d":"0.00"},{"v":0,"d":"0.00"},{"v":0,"d":"0.00"},{"v":0,"d":"0.00"},{"v":0,"d":"0.00"},{"v":0,"d":"0.00"},{"v":0,"d":"0.00"}]
[{"$nulls":7},"",{"v":0,"d":"0.00"},{"v":0,"d":"0.00"},{"v":0,"d":"0.00"},{"v":0,"d":"0.00"},{"v":0,"d":"0.00"},{"v":0,"d":"0.00"},{"v":0,"d":"0.00"}]
[{"$nulls":7},"",{"v":0,"d":"0.00"},{"v":0,"d":"0.00"},{"v":0,"d":"0.00"},{"v":0,"d":"0.00"},{"v":0,"d":"0.00"},{"v":0,"d":"0.00"},{"v":0,"d":"0.00"}]
[{"$nulls":7},"",{"v":0,"d":"0.00"},{"v":0,"d":"0.00"},{"v":0,"d":"0.00"},{"v":0,"d":"0.00"},{"v":0,"d":"0.00"},{"v":0,"d":"0.00"},{"v":0,"d":"0.00"}]
[{"$nulls":7},"",{"v":0,"d":"0.00"},{"v":0,"d":"0.00"},{"v":0,"d":"0.00"},{"v":0,"d":"0.00"},{"v":0,"d":"0.00"},{"v":0,"d":"0.00"},{"v":0,"d":"0.00"}]
[{"$nulls":7},"",{"v":0,"d":"0.00"},{"v":0,"d":"0.00"},{"v":0,"d":"0.00"},{"v":0,"d":"0.00"},{"v":0,"d":"0.00"},{"v":0,"d":"0.00"},{"v":0,"d":"0.00"}]
[{"$nulls":7},"",{"v":0,"d":"0.00"},{"v":0,"d":"0.00"},{"v":0,"d":"0.00"},{"v":0,"d":"0.00"},{"v":0,"d":"0.00"},{"v":0,"d":"0.00"},{"v":0,"d":"0.00"}]
[{"$nulls":7},"",{"v":0,"d":"0.00"},{"v":0,"d":"0.00"},{"v":0,"d":"0.00"},{"v":0,"d":"0.00"},{"v":0,"d":"0.00"},{"v":0,"d":"0.00"},{"v":0,"d":"0.00"}]
[{"$nulls":7},"",{"v":0,"d":"0.00"},{"v":0,"d":"0.00"},{"v":0,"d":"0.00"},{"v":0,"d":"0.00"},{"v":0,"d":"0.00"},{"v":0,"d":"0.00"},{"v":0,"d":"0.00"}]
[{"$nulls":7},"",{"v":0,"d":"0.00"},{"v":0,"d":"0.00"},{"v":0,"d":"0.00"},{"v":0,"d":"0.00"},{"v":0,"d":"0.00"},{"v":0,"d":"0.00"},{"v":0,"d":"0.00"}]
[{"$nulls":7},"",{"v":0,"d":"0.00"},{"v":0,"d":"0.00"},{"v":0,"d":"0.00"},{"v":0,"d":"0.00"},{"v":0,"d":"0.00"},{"v":0,"d":"0.00"},{"v":0,"d":"0.00"}]
[{"$nulls":7},"",{"v":0,"d":"0.00"},{"v":0,"d":"0.00"},{"v":0,"d":"0.00"},{"v":0,"d":"0.00"},{"v":0,"d":"0.00"},{"v":0,"d":"0.00"},{"v":0,"d":"0.00"}]
[{"$nulls":7},"",{"v":0,"d":"0.00"},{"v":0,"d":"0.00"},{"v":0,"d":"0.00"},{"v":0,"d":"0.00"},{"v":0,"d":"0.00"},{"v":0,"d":"0.00"},{"v":0,"d":"0.00"}]
[{"$nulls":7},"",{"v":0,"d":"0.00"},{"v":0,"d":"0.00"},{"v":0,"d":"0.00"},{"v":0,"d":"0.00"},{"v":0,"d":"0.00"},{"v":0,"d":"0.00"},{"v":0,"d":"0.00"}]
[{"$nulls":7},"",{"v":0,"d":"0.00"},{"v":0,"d":"0.00"},{"v":0,"d":"0.00"},{"v":0,"d":"0.00"},{"v":0,"d":"0.00"},{"v":0,"d":"0.00"},{"v":0,"d":"0.00"}]
[{"$nulls":7},"",{"v":0,"d":"0.00"},{"v":0,"d":"0.00"},{"v":0,"d":"0.00"},{"v":0,"d":"0.00"},{"v":0,"d":"0.00"},{"v":0,"d":"0.00"},{"v":0,"d":"0.00"}]
[{"$nulls":7},"",{"v":0,"d":"0.00"},{"v":0,"d":"0.00"},{"v":0,"d":"0.00"},{"v":0,"d":"0.00"},{"v":0,"d":"0.00"},{"v":0,"d":"0.00"},{"v":0,"d":"0.00"}]
[{"$nulls":7},"",{"v":0,"d":"0.00"},{"v":0,"d":"0.00"},{"v":0,"d":"0.00"},{"v":0,"d":"0.00"},{"v":0,"d":"0.00"},{"v":0,"d":"0.00"},{"v":0,"d":"0.00"}]
[{"$nulls":7},"",{"v":0,"d":"0.00"},{"v":0,"d":"0.00"},{"v":0,"d":"0.00"},{"v":0,"d":"0.00"},{"v":0,"d":"0.00"},{"v":0,"d":"0.00"},{"v":0,"d":"0.00"}]
[{"$nulls":7},"",{"v":0,"d":"0.00"},{"v":0,"d":"0.00"},{"v":0,"d":"0.00"},{"v":0,"d":"0.00"},{"v":0,"d":"0.00"},{"v":0,"d":"0.00"},{"v":0,"d":"0.00"}]
[{"$nulls":7},"",{"v":0,"d":"0.00"},{"v":0,"d":"0.00"},{"v":0,"d":"0.00"},{"v":0,"d":"0.00"},{"v":0,"d":"0.00"},{"v":0,"d":"0.00"},{"v":0,"d":"0.00"}]
[{"$nulls":7},"",{"v":0,"d":"0.00"},{"v":0,"d":"0.00"},{"v":0,"d":"0.00"},{"v":0,"d":"0.00"},{"v":0,"d":"0.00"},{"v":0,"d":"0.00"},{"v":0,"d":"0.00"}]
[{"$nulls":7},"",{"v":0,"d":"0.00"},{"v":0,"d":"0.00"},{"v":0,"d":"0.00"},{"v":0,"d":"0.00"},{"v":0,"d":"0.00"},{"v":0,"d":"0.00"},{"v":0,"d":"0.00"}]
[{"$nulls":7},"",{"v":0,"d":"0.00"},{"v":0,"d":"0.00"},{"v":0,"d":"0.00"},{"v":0,"d":"0.00"},{"v":0,"d":"0.00"},{"v":0,"d":"0.00"},{"v":0,"d":"0.00"}]
[{"$nulls":7},"",{"v":0,"d":"0.00"},{"v":0,"d":"0.00"},{"v":0,"d":"0.00"},{"v":0,"d":"0.00"},{"v":0,"d":"0.00"},{"v":0,"d":"0.00"},{"v":0,"d":"0.00"}]
[{"$nulls":7},"",{"v":0,"d":"0.00"},{"v":0,"d":"0.00"},{"v":0,"d":"0.00"},{"v":0,"d":"0.00"},{"v":0,"d":"0.00"},{"v":0,"d":"0.00"},{"v":0,"d":"0.00"}]
[{"$nulls":7},"",{"v":0,"d":"0.00"},{"v":0,"d":"0.00"},{"v":0,"d":"0.00"},{"v":0,"d":"0.00"},{"v":0,"d":"0.00"},{"v":0,"d":"0.00"},{"v":0,"d":"0.00"}]
[{"$nulls":7},"",{"v":0,"d":"0.00"},{"v":0,"d":"0.00"},{"v":0,"d":"0.00"},{"v":0,"d":"0.00"},{"v":0,"d":"0.00"},{"v":0,"d":"0.00"},{"v":0,"d":"0.00"}]
[{"$nulls":7},"",{"v":0,"d":"0.00"},{"v":0,"d":"0.00"},{"v":0,"d":"0.00"},{"v":0,"d":"0.00"},{"v":0,"d":"0.00"},{"v":0,"d":"0.00"},{"v":0,"d":"0.00"}]
[{"$nulls":7},"",{"v":0,"d":"0.00"},{"v":0,"d":"0.00"},{"v":0,"d":"0.00"},{"v":0,"d":"0.00"},{"v":0,"d":"0.00"},{"v":0,"d":"0.00"},{"v":0,"d":"0.00"}]
[{"$nulls":7},"",{"v":0,"d":"0.00"},{"v":0,"d":"0.00"},{"v":0,"d":"0.00"},{"v":0,"d":"0.00"},{"v":0,"d":"0.00"},{"v":0,"d":"0.00"},{"v":0,"d":"0.00"}]
[{"$nulls":7},"",{"v":0,"d":"0.00"},{"v":0,"d":"0.00"},{"v":0,"d":"0.00"},{"v":0,"d":"0.00"},{"v":0,"d":"0.00"},{"v":0,"d":"0.00"},{"v":0,"d":"0.00"}]
[{"$nulls":7},"",{"v":0,"d":"0.00"},{"v":0,"d":"0.00"},{"v":0,"d":"0.00"},{"v":0,"d":"0.00"},{"v":0,"d":"0.00"},{"v":0,"d":"0.00"},{"v":0,"d":"0.00"}]
[{"$nulls":7},"",{"v":0,"d":"0.00"},{"v":0,"d":"0.00"},{"v":0,"d":"0.00"},{"v":0,"d":"0.00"},{"v":0,"d":"0.00"},{"v":0,"d":"0.00"},{"v":0,"d":"0.00"}]
[{"$nulls":7},"",{"v":0,"d":"0.00"},{"v":0,"d":"0.00"},{"v":0,"d":"0.00"},{"v":0,"d":"0.00"},{"v":0,"d":"0.00"},{"v":0,"d":"0.00"},{"v":0,"d":"0.00"}]
[{"$nulls":7},"",{"v":0,"d":"0.00"},{"v":0,"d":"0.00"},{"v":0,"d":"0.00"},{"v":0,"d":"0.00"},{"v":0,"d":"0.00"},{"v":0,"d":"0.00"},{"v":0,"d":"0.00"}]
[{"$nulls":7},"",{"v":0,"d":"0.00"},{"v":0,"d":"0.00"},{"v":0,"d":"0.00"},{"v":0,"d":"0.00"},{"v":0,"d":"0.00"},{"v":0,"d":"0.00"},{"v":0,"d":"0.00"}]
[{"$nulls":7},"",{"v":0,"d":"0.00"},{"v":0,"d":"0.00"},{"v":0,"d":"0.00"},{"v":0,"d":"0.00"},{"v":0,"d":"0.00"},{"v":0,"d":"0.00"},{"v":0,"d":"0.00"}]
[{"$nulls":7},"",{"v":0,"d":"0.00"},{"v":0,"d":"0.00"},{"v":0,"d":"0.00"},{"v":0,"d":"0.00"},{"v":0,"d":"0.00"},{"v":0,"d":"0.00"},{"v":0,"d":"0.00"}]
[{"$nulls":7},"",{"v":0,"d":"0.00"},{"v":0,"d":"0.00"},{"v":0,"d":"0.00"},{"v":0,"d":"0.00"},{"v":0,"d":"0.00"},{"v":0,"d":"0.00"},{"v":0,"d":"0.00"}]
[{"$nulls":7},"",{"v":0,"d":"0.00"},{"v":0,"d":"0.00"},{"v":0,"d":"0.00"},{"v":0,"d":"0.00"},{"v":0,"d":"0.00"},{"v":0,"d":"0.00"},{"v":0,"d":"0.00"}]
[{"$nulls":7},"",{"v":0,"d":"0.00"},{"v":0,"d":"0.00"},{"v":0,"d":"0.00"},{"v":0,"d":"0.00"},{"v":0,"d":"0.00"},{"v":0,"d":"0.00"},{"v":0,"d":"0.00"}]
[{"$nulls":7},"",{"v":0,"d":"0.00"},{"v":0,"d":"0.00"},{"v":0,"d":"0.00"},{"v":0,"d":"0.00"},{"v":0,"d":"0.00"},{"v":0,"d":"0.00"},{"v":0,"d":"0.00"}]
[{"$nulls":7},"",{"v":0,"d":"0.00"},{"v":0,"d":"0.00"},{"v":0,"d":"0.00"},{"v":0,"d":"0.00"},{"v":0,"d":"0.00"},{"v":0,"d":"0.00"},{"v":0,"d":"0.00"}]
[{"$nulls":7},"",{"v":0,"d":"0.00"},{"v":0,"d":"0.00"},{"v":0,"d":"0.00"},{"v":0,"d":"0.00"},{"v":0,"d":"0.00"},{"v":0,"d":"0.00"},{"v":0,"d":"0.00"}]
[{"$nulls":7},"",{"v":0,"d":"0.00"},{"v":0,"d":"0.00"},{"v":0,"d":"0.00"},{"v":0,"d":"0.00"},{"v":0,"d":"0.00"},{"v":0,"d":"0.00"},{"v":0,"d":"0.00"}]
[{"$nulls":7},"",{"v":0,"d":"0.00"},{"v":0,"d":"0.00"},{"v":0,"d":"0.00"},{"v":0,"d":"0.00"},{"v":0,"d":"0.00"},{"v":0,"d":"0.00"},{"v":0,"d":"0.00"}]
[{"$nulls":7},"",{"v":0,"d":"0.00"},{"v":0,"d":"0.00"},{"v":0,"d":"0.00"},{"v":0,"d":"0.00"},{"v":0,"d":"0.00"},{"v":0,"d":"0.00"},{"v":0,"d":"0.00"}]
[{"$nulls":7},"",{"v":0,"d":"0.00"},{"v":0,"d":"0.00"},{"v":0,"d":"0.00"},{"v":0,"d":"0.00"},{"v":0,"d":"0.00"},{"v":0,"d":"0.00"},{"v":0,"d":"0.00"}]
[{"$nulls":7},"",{"v":0,"d":"0.00"},{"v":0,"d":"0.00"},{"v":0,"d":"0.00"},{"v":0,"d":"0.00"},{"v":0,"d":"0.00"},{"v":0,"d":"0.00"},{"v":0,"d":"0.00"}]
[{"$nulls":7},"",{"v":0,"d":"0.00"},{"v":0,"d":"0.00"},{"v":0,"d":"0.00"},{"v":0,"d":"0.00"},{"v":0,"d":"0.00"},{"v":0,"d":"0.00"},{"v":0,"d":"0.00"}]
[{"$nulls":7},"",{"v":0,"d":"0.00"},{"v":0,"d":"0.00"},{"v":0,"d":"0.00"},{"v":0,"d":"0.00"},{"v":0,"d":"0.00"},{"v":0,"d":"0.00"},{"v":0,"d":"0.00"}]
[{"$nulls":7},"",{"v":0,"d":"0.00"},{"v":0,"d":"0.00"},{"v":0,"d":"0.00"},{"v":0,"d":"0.00"},{"v":0,"d":"0.00"},{"v":0,"d":"0.00"},{"v":0,"d":"0.00"}]
[{"$nulls":7},"",{"v":0,"d":"0.00"},{"v":0,"d":"0.00"},{"v":0,"d":"0.00"},{"v":0,"d":"0.00"},{"v":0,"d":"0.00"},{"v":0,"d":"0.00"},{"v":0,"d":"0.00"}]
[{"$nulls":7},"",{"v":0,"d":"0.00"},{"v":0,"d":"0.00"},{"v":0,"d":"0.00"},{"v":0,"d":"0.00"},{"v":0,"d":"0.00"},{"v":0,"d":"0.00"},{"v":0,"d":"0.00"}]
[{"$nulls":7},"",{"v":0,"d":"0.00"},{"v":0,"d":"0.00"},{"v":0,"d":"0.00"},{"v":0,"d":"0.00"},{"v":0,"d":"0.00"},{"v":0,"d":"0.00"},{"v":0,"d":"0.00"}]
[{"$nulls":7},"",{"v":0,"d":"0.00"},{"v":0,"d":"0.00"},{"v":0,"d":"0.00"},{"v":0,"d":"0.00"},{"v":0,"d":"0.00"},{"v":0,"d":"0.00"},{"v":0,"d":"0.00"}]
[{"$nulls":7},"",{"v":0,"d":"0.00"},{"v":0,"d":"0.00"},{"v":0,"d":"0.00"},{"v":0,"d":"0.00"},{"v":0,"d":"0.00"},{"v":0,"d":"0.00"},{"v":0,"d":"0.00"}]
[{"$nulls":7},"",{"v":0,"d":"0.00"},{"v":0,"d":"0.00"},{"v":0,"d":"0.00"},{"v":0,"d":"0.00"},{"v":0,"d":"0.00"},{"v":0,"d":"0.00"},{"v":0,"d":"0.00"}]
[{"$nulls":7},"",{"v":0,"d":"0.00"},{"v":0,"d":"0.00"},{"v":0,"d":"0.00"},{"v":0,"d":"0.00"},{"v":0,"d":"0.00"},{"v":0,"d":"0.00"},{"v":0,"d":"0.00"}]
[{"$nulls":7},"",{"v":0,"d":"0.00"},{"v":0,"d":"0.00"},{"v":0,"d":"0.00"},{"v":0,"d":"0.00"},{"v":0,"d":"0.00"},{"v":0,"d":"0.00"},{"v":0,"d":"0.00"}]
[{"$nulls":7},"",{"v":0,"d":"0.00"},{"v":0,"d":"0.00"},{"v":0,"d":"0.00"},{"v":0,"d":"0.00"},{"v":0,"d":"0.00"},{"v":0,"d":"0.00"},{"v":0,"d":"0.00"}]
[{"$nulls":7},"",{"v":0,"d":"0.00"},{"v":0,"d":"0.00"},{"v":0,"d":"0.00"},{"v":0,"d":"0.00"},{"v":0,"d":"0.00"},{"v":0,"d":"0.00"},{"v":0,"d":"0.00"}]
[{"$nulls":7},"",{"v":0,"d":"0.00"},{"v":0,"d":"0.00"},{"v":0,"d":"0.00"},{"v":0,"d":"0.00"},{"v":0,"d":"0.00"},{"v":0,"d":"0.00"},{"v":0,"d":"0.00"}]
[{"$nulls":7},"",{"v":0,"d":"0.00"},{"v":0,"d":"0.00"},{"v":0,"d":"0.00"},{"v":0,"d":"0.00"},{"v":0,"d":"0.00"},{"v":0,"d":"0.00"},{"v":0,"d":"0.00"}]
[{"$nulls":7},"",{"v":0,"d":"0.00"},{"v":0,"d":"0.00"},{"v":0,"d":"0.00"},{"v":0,"d":"0.00"},{"v":0,"d":"0.00"},{"v":0,"d":"0.00"},{"v":0,"d":"0.00"}]
[{"$nulls":7},"",{"v":0,"d":"0.00"},{"v":0,"d":"0.00"},{"v":0,"d":"0.00"},{"v":0,"d":"0.00"},{"v":0,"d":"0.00"},{"v":0,"d":"0.00"},{"v":0,"d":"0.00"}]
[{"$nulls":7},"",{"v":0,"d":"0.00"},{"v":0,"d":"0.00"},{"v":0,"d":"0.00"},{"v":0,"d":"0.00"},{"v":0,"d":"0.00"},{"v":0,"d":"0.00"},{"v":0,"d":"0.00"}]
[{"$nulls":7},"",{"v":0,"d":"0.00"},{"v":0,"d":"0.00"},{"v":0,"d":"0.00"},{"v":0,"d":"0.00"},{"v":0,"d":"0.00"},{"v":0,"d":"0.00"},{"v":0,"d":"0.00"}]
[{"$nulls":7},"",{"v":0,"d":"0.00"},{"v":0,"d":"0.00"},{"v":0,"d":"0.00"},{"v":0,"d":"0.00"},{"v":0,"d":"0.00"},{"v":0,"d":"0.00"},{"v":0,"d":"0.00"}]
[{"$nulls":7},"",{"v":0,"d":"0.00"},{"v":0,"d":"0.00"},{"v":0,"d":"0.00"},{"v":0,"d":"0.00"},{"v":0,"d":"0.00"},{"v":0,"d":"0.00"},{"v":0,"d":"0.00"}]
[{"$nulls":7},"",{"v":0,"d":"0.00"},{"v":0,"d":"0.00"},{"v":0,"d":"0.00"},{"v":0,"d":"0.00"},{"v":0,"d":"0.00"},{"v":0,"d":"0.00"},{"v":0,"d":"0.00"}]
[{"$nulls":7},"",{"v":0,"d":"0.00"},{"v":0,"d":"0.00"},{"v":0,"d":"0.00"},{"v":0,"d":"0.00"},{"v":0,"d":"0.00"},{"v":0,"d":"0.00"},{"v":0,"d":"0.00"}]
[{"$nulls":7},"",{"v":0,"d":"0.00"},{"v":0,"d":"0.00"},{"v":0,"d":"0.00"},{"v":0,"d":"0.00"},{"v":0,"d":"0.00"},{"v":0,"d":"0.00"},{"v":0,"d":"0.00"}]
[{"$nulls":7},"",{"v":0,"d":"0.00"},{"v":0,"d":"0.00"},{"v":0,"d":"0.00"},{"v":0,"d":"0.00"},{"v":0,"d":"0.00"},{"v":0,"d":"0.00"},{"v":0,"d":"0.00"}]
[{"$nulls":7},"",{"v":0,"d":"0.00"},{"v":0,"d":"0.00"},{"v":0,"d":"0.00"},{"v":0,"d":"0.00"},{"v":0,"d":"0.00"},{"v":0,"d":"0.00"},{"v":0,"d":"0.00"}]
[{"$nulls":7},"",{"v":0,"d":"0.00"},{"v":0,"d":"0.00"},{"v":0,"d":"0.00"},{"v":0,"d":"0.00"},{"v":0,"d":"0.00"},{"v":0,"d":"0.00"},{"v":0,"d":"0.00"}]

{"sheet":"Pts","index":8,"n_rows":150,"n_cols":15,"rows_kept":150,"hidden":true,"read":"bin_skipped_in_rows","flags":["formulas_cached_only","records_skipped"],"rows_in_doubt":{"n":0,"rows":[]},"rows_in_doubt_other":4}
["Concepto"," Cal_positivo"," Cal_negativo"," Cal_neto"," Ref_positivo"," Ref_negativo"," Ref_neto",null,"m2"," Cal_positivo"," Cal_negativo"," Cal_neto"," Ref_positivo"," Ref_negativo"," Ref_neto"]
["Puentes Térmicos",0.041067,-1.4897,-1.448633,0.36002,-0.067901,0.29212,1,{"v":76.306793,"d":"76.31"},{"v":3.1336910681309997,"d":"3.13"},{"v":-113.6742295321,"d":"-113.67"},{"v":-110.540538463969,"d":"-110.54"},{"v":27.47197161586,"d":"27.47"},{"v":-5.181307551493,"d":"-5.18"},{"v":22.29074037116,"d":"22.29"}]
["Puentes Térmicos",0.089349,-1.426273,-1.336924,0.411625,-0.044377,0.367248,2,{"v":35.180943,"d":"35.18"},{"v":3.1433820761069997,"d":"3.14"},{"v":-50.177629115439,"d":"-50.18"},{"v":-47.034247039332,"d":"-47.03"},{"v":14.481355662375,"d":"14.48"},{"v":-1.561224707511,"d":"-1.56"},{"v":12.920130954864,"d":"12.92"}]
["Puentes Térmicos",0.038146,-1.557361,-1.519215,0.368387,-0.073284,0.295103,3,{"v":74.447464,"d":"74.45"},{"v":2.8398729617439997,"d":"2.84"},{"v":-115.94157698250399,"d":"-115.94"},{"v":-113.10170402076,"d":"-113.10"},{"v":27.425477920568,"d":"27.43"},{"v":-5.455807951776,"d":"-5.46"},{"v":21.969669968792,"d":"21.97"}]
["Puentes Térmicos",0.034453,-0.746669,-0.712216,0.208883,-0.073942,0.134941,4,{"v":41.534649,"d":"41.53"},{"v":1.430993261997,"d":"1.43"},{"v":-31.012634834181004,"d":"-31.01"},{"v":-29.581641572184,"d":"-29.58"},{"v":8.675882087067,"d":"8.68"},{"v":-3.071155016358,"d":"-3.07"},{"v":5.604727070709001,"d":"5.60"}]
["Puentes Térmicos",0.032241,-1.390115,-1.357875,0.283109,-0.060663,0.222446,5,{"v":95.56221,"d":"95.56"},{"v":3.0810212126099996,"d":"3.08"},{"v":-132.84246155415,"d":"-132.84"},{"v":-129.76153590374997,"d":"-129.76"},{"v":27.054521710889997,"d":"27.05"},{"v":-5.79709034523,"d":"-5.80"},{"v":21.25743136566,"d":"21.26"}]
["Puentes Térmicos",0.040546,-1.615082,-1.574536,0.344608,-0.083453,0.261154,6,{"v":95.448708,"d":"95.45"},{"v":3.8700633145679997,"d":"3.87"},{"v":-154.157490214056,"d":"-154.16"},{"v":-150.287426899488,"d":"-150.29"},{"v":32.892388366464004,"d":"32.89"},{"v":-7.965481028724,"d":"-7.97"},{"v":24.926811889032,"d":"24.93"}]
["Puentes Térmicos",0.004136,-1.335278,-1.331142,0.484651,-0.261133,0.223518,7,{"v":96.139519,"d":"96.14"},{"v":0.397633050584,"d":"0.40"},{"v":-128.372984651282,"d":"-128.37"},{"v":-127.97535160069802,"d":"-127.98"},{"v":46.594114022869,"d":"46.59"},{"v":-25.105201015027003,"d":"-25.11"},{"v":21.488913007842,"d":"21.49"}]
["Puentes Térmicos",0.007399,-1.338641,-1.331243,0.467677,-0.272053,0.195624,8,{"v":95.44915,"d":"95.45"},{"v":0.70622826085,"d":"0.71"},{"v":-127.77214560515,"d":"-127.77"},{"v":-127.06601279345,"d":"-127.07"},{"v":44.63937212455,"d":"44.64"},{"v":-25.96722760495,"d":"-25.97"},{"v":18.6721445196,"d":"18.67"}]
["Puentes Térmicos",0.004443,-1.280782,-1.276339,0.476927,-0.257491,0.219436,9,{"v":96.139214,"d":"96.14"},{"v":0.42714652780199996,"d":"0.43"},{"v":-123.133374785348,"d":"-123.13"},{"v":-122.70622825754599,"d":"-122.71"},{"v":45.851386915377994,"d":"45.85"},{"v":-24.754982352074002,"d":"-24.75"},{"v":21.096404563304,"d":"21.10"}]
["Puentes Térmicos",0.006826,-1.368369,-1.361543,0.466388,-0.270744,0.195644,10,{"v":95.56221,"d":"95.56"},{"v":0.6523076454599999,"d":"0.65"},{"v":-130.76436573548997,"d":"-130.76"},{"v":-130.11205809003,"d":"-130.11"},{"v":44.56906799748,"d":"44.57"},{"v":-25.87289498424,"d":"-25.87"},{"v":18.69617301324,"d":"18.70"}]
["Puentes Térmicos",0.019531,-1.191174,-1.171643,0.530073,-0.303484,0.226589,11,{"v":35.191116,"d":"35.19"},{"v":0.687317686596,"d":"0.69"},{"v":-41.918742410184,"d":"-41.92"},{"v":-41.231424723588,"d":"-41.23"},{"v":18.653860431468,"d":"18.65"},{"v":-10.679940648144,"d":"-10.68"},{"v":7.973919783324001,"d":"7.97"}]
["Puentes Térmicos",0.003952,-1.330315,-1.326363,0.532131,-0.229055,0.303077,12,{"v":96.139519,"d":"96.14"},{"v":0.379943379088,"d":"0.38"},{"v":-127.895844218485,"d":"-127.90"},{"v":-127.515900839397,"d":"-127.52"},{"v":51.158818384989004,"d":"51.16"},{"v":-22.021237524545004,"d":"-22.02"},{"v":29.137676999963002,"d":"29.14"}]
["Puentes Térmicos",0.006515,-1.22658,-1.220065,0.52742,-0.24392,0.283501,13,{"v":95.44915,"d":"95.45"},{"v":0.6218512122500001,"d":"0.62"},{"v":-117.076018407,"d":"-117.08"},{"v":-116.45416719475,"d":"-116.45"},{"v":50.341790693,"d":"50.34"},{"v":-23.281956668,"d":"-23.28"},{"v":27.05992947415,"d":"27.06"}]
["Puentes Térmicos",0.004447,-1.293552,-1.289105,0.532815,-0.23088,0.301935,14,{"v":96.139214,"d":"96.14"},{"v":0.42753108465800005,"d":"0.43"},{"v":-124.36107254812799,"d":"-124.36"},{"v":-123.93354146347,"d":"-123.93"},{"v":51.22441530741,"d":"51.22"},{"v":-22.19662172832,"d":"-22.20"},{"v":29.027793579089998,"d":"29.03"}]
["Puentes Térmicos",0.00586,-1.254519,-1.248659,0.529858,-0.24245,0.287409,15,{"v":95.56221,"d":"95.56"},{"v":0.5599945505999999,"d":"0.56"},{"v":-119.88460812698999,"d":"-119.88"},{"v":-119.32461357638999,"d":"-119.32"},{"v":50.63440146618,"d":"50.63"},{"v":-23.169057814499997,"d":"-23.17"},{"v":27.46543921389,"d":"27.47"}]
["Puentes Térmicos",0.0187,-1.252732,-1.234031,0.592821,-0.267833,0.324987,16,{"v":35.191116,"d":"35.19"},{"v":0.6580738692000001,"d":"0.66"},{"v":-44.085037128912,"d":"-44.09"},{"v":-43.426928068596006,"d":"-43.43"},{"v":20.862032578236,"d":"20.86"},{"v":-9.425342171628,"d":"-9.43"},{"v":11.436655215492001,"d":"11.44"}]
["Puentes Térmicos",0.001342,-1.980819,-1.979477,0.587341,-0.298245,0.289096,17,{"v":96.139519,"d":"96.14"},{"v":0.129019234498,"d":"0.13"},{"v":-190.434985886061,"d":"-190.43"},{"v":-190.305966651563,"d":"-190.31"},{"v":56.466681228979006,"d":"56.47"},{"v":-28.673130844155,"d":"-28.67"},{"v":27.793550384824005,"d":"27.79"}]
["Puentes Térmicos",0.002186,-2.275968,-2.273781,0.562063,-0.333127,0.228936,18,{"v":95.44915,"d":"95.45"},{"v":0.2086518419,"d":"0.21"},{"v":-217.2392110272,"d":"-217.24"},{"v":-217.03046373615,"d":"-217.03"},{"v":53.64843559645,"d":"53.65"},{"v":-31.79668899205,"d":"-31.80"},{"v":21.851746604400002,"d":"21.85"}]
["Puentes Térmicos",0.001505,-1.946213,-1.944709,0.583446,-0.31079,0.272655,19,{"v":96.139214,"d":"96.14"},{"v":0.14468951707,"d":"0.14"},{"v":-187.10738809658199,"d":"-187.11"},{"v":-186.962794718726,"d":"-186.96"},{"v":56.092039851444,"d":"56.09"},{"v":-29.87910631906,"d":"-29.88"},{"v":26.21283739317,"d":"26.21"}]
["Puentes Térmicos",0.001879,-2.310949,-2.30907,0.56456,-0.322785,0.241775,20,{"v":95.56221,"d":"95.56"},{"v":0.17956139258999998,"d":"0.18"},{"v":-220.83939363729,"d":"-220.84"},{"v":-220.6598322447,"d":"-220.66"},{"v":53.95060127759999,"d":"53.95"},{"v":-30.846047954849997,"d":"-30.85"},{"v":23.104553322749997,"d":"23.10"}]
["Puentes Térmicos",0.007014,-3.668203,-3.661189,1.074396,-0.548267,0.526129,21,{"v":35.191116,"d":"35.19"},{"v":0.246830487624,"d":"0.25"},{"v":-129.088157284548,"d":"-129.09"},{"v":-128.841326796924,"d":"-128.84"},{"v":37.809194265936,"d":"37.81"},{"v":-19.294127595972,"d":"-19.29"},{"v":18.515066669964,"d":"18.52"}]
[{"$nulls":7},"",{"v":0,"d":"0.00"},{"v":0,"d":"0.00"},{"v":0,"d":"0.00"},{"v":0,"d":"0.00"},{"v":0,"d":"0.00"},{"v":0,"d":"0.00"},{"v":0,"d":"0.00"}]
[{"$nulls":7},"",{"v":0,"d":"0.00"},{"v":0,"d":"0.00"},{"v":0,"d":"0.00"},{"v":0,"d":"0.00"},{"v":0,"d":"0.00"},{"v":0,"d":"0.00"},{"v":0,"d":"0.00"}]
[{"$nulls":7},"",{"v":0,"d":"0.00"},{"v":0,"d":"0.00"},{"v":0,"d":"0.00"},{"v":0,"d":"0.00"},{"v":0,"d":"0.00"},{"v":0,"d":"0.00"},{"v":0,"d":"0.00"}]
[{"$nulls":7},"",{"v":0,"d":"0.00"},{"v":0,"d":"0.00"},{"v":0,"d":"0.00"},{"v":0,"d":"0.00"},{"v":0,"d":"0.00"},{"v":0,"d":"0.00"},{"v":0,"d":"0.00"}]
[{"$nulls":7},"",{"v":0,"d":"0.00"},{"v":0,"d":"0.00"},{"v":0,"d":"0.00"},{"v":0,"d":"0.00"},{"v":0,"d":"0.00"},{"v":0,"d":"0.00"},{"v":0,"d":"0.00"}]
[{"$nulls":7},"",{"v":0,"d":"0.00"},{"v":0,"d":"0.00"},{"v":0,"d":"0.00"},{"v":0,"d":"0.00"},{"v":0,"d":"0.00"},{"v":0,"d":"0.00"},{"v":0,"d":"0.00"}]
[{"$nulls":7},"",{"v":0,"d":"0.00"},{"v":0,"d":"0.00"},{"v":0,"d":"0.00"},{"v":0,"d":"0.00"},{"v":0,"d":"0.00"},{"v":0,"d":"0.00"},{"v":0,"d":"0.00"}]
[{"$nulls":7},"",{"v":0,"d":"0.00"},{"v":0,"d":"0.00"},{"v":0,"d":"0.00"},{"v":0,"d":"0.00"},{"v":0,"d":"0.00"},{"v":0,"d":"0.00"},{"v":0,"d":"0.00"}]
[{"$nulls":7},"",{"v":0,"d":"0.00"},{"v":0,"d":"0.00"},{"v":0,"d":"0.00"},{"v":0,"d":"0.00"},{"v":0,"d":"0.00"},{"v":0,"d":"0.00"},{"v":0,"d":"0.00"}]
[{"$nulls":7},"",{"v":0,"d":"0.00"},{"v":0,"d":"0.00"},{"v":0,"d":"0.00"},{"v":0,"d":"0.00"},{"v":0,"d":"0.00"},{"v":0,"d":"0.00"},{"v":0,"d":"0.00"}]
[{"$nulls":7},"",{"v":0,"d":"0.00"},{"v":0,"d":"0.00"},{"v":0,"d":"0.00"},{"v":0,"d":"0.00"},{"v":0,"d":"0.00"},{"v":0,"d":"0.00"},{"v":0,"d":"0.00"}]
[{"$nulls":7},"",{"v":0,"d":"0.00"},{"v":0,"d":"0.00"},{"v":0,"d":"0.00"},{"v":0,"d":"0.00"},{"v":0,"d":"0.00"},{"v":0,"d":"0.00"},{"v":0,"d":"0.00"}]
[{"$nulls":7},"",{"v":0,"d":"0.00"},{"v":0,"d":"0.00"},{"v":0,"d":"0.00"},{"v":0,"d":"0.00"},{"v":0,"d":"0.00"},{"v":0,"d":"0.00"},{"v":0,"d":"0.00"}]
[{"$nulls":7},"",{"v":0,"d":"0.00"},{"v":0,"d":"0.00"},{"v":0,"d":"0.00"},{"v":0,"d":"0.00"},{"v":0,"d":"0.00"},{"v":0,"d":"0.00"},{"v":0,"d":"0.00"}]
[{"$nulls":7},"",{"v":0,"d":"0.00"},{"v":0,"d":"0.00"},{"v":0,"d":"0.00"},{"v":0,"d":"0.00"},{"v":0,"d":"0.00"},{"v":0,"d":"0.00"},{"v":0,"d":"0.00"}]
[{"$nulls":7},"",{"v":0,"d":"0.00"},{"v":0,"d":"0.00"},{"v":0,"d":"0.00"},{"v":0,"d":"0.00"},{"v":0,"d":"0.00"},{"v":0,"d":"0.00"},{"v":0,"d":"0.00"}]
[{"$nulls":7},"",{"v":0,"d":"0.00"},{"v":0,"d":"0.00"},{"v":0,"d":"0.00"},{"v":0,"d":"0.00"},{"v":0,"d":"0.00"},{"v":0,"d":"0.00"},{"v":0,"d":"0.00"}]
[{"$nulls":7},"",{"v":0,"d":"0.00"},{"v":0,"d":"0.00"},{"v":0,"d":"0.00"},{"v":0,"d":"0.00"},{"v":0,"d":"0.00"},{"v":0,"d":"0.00"},{"v":0,"d":"0.00"}]
[{"$nulls":7},"",{"v":0,"d":"0.00"},{"v":0,"d":"0.00"},{"v":0,"d":"0.00"},{"v":0,"d":"0.00"},{"v":0,"d":"0.00"},{"v":0,"d":"0.00"},{"v":0,"d":"0.00"}]
[{"$nulls":7},"",{"v":0,"d":"0.00"},{"v":0,"d":"0.00"},{"v":0,"d":"0.00"},{"v":0,"d":"0.00"},{"v":0,"d":"0.00"},{"v":0,"d":"0.00"},{"v":0,"d":"0.00"}]
[{"$nulls":7},"",{"v":0,"d":"0.00"},{"v":0,"d":"0.00"},{"v":0,"d":"0.00"},{"v":0,"d":"0.00"},{"v":0,"d":"0.00"},{"v":0,"d":"0.00"},{"v":0,"d":"0.00"}]
[{"$nulls":7},"",{"v":0,"d":"0.00"},{"v":0,"d":"0.00"},{"v":0,"d":"0.00"},{"v":0,"d":"0.00"},{"v":0,"d":"0.00"},{"v":0,"d":"0.00"},{"v":0,"d":"0.00"}]
[{"$nulls":7},"",{"v":0,"d":"0.00"},{"v":0,"d":"0.00"},{"v":0,"d":"0.00"},{"v":0,"d":"0.00"},{"v":0,"d":"0.00"},{"v":0,"d":"0.00"},{"v":0,"d":"0.00"}]
[{"$nulls":7},"",{"v":0,"d":"0.00"},{"v":0,"d":"0.00"},{"v":0,"d":"0.00"},{"v":0,"d":"0.00"},{"v":0,"d":"0.00"},{"v":0,"d":"0.00"},{"v":0,"d":"0.00"}]
[{"$nulls":7},"",{"v":0,"d":"0.00"},{"v":0,"d":"0.00"},{"v":0,"d":"0.00"},{"v":0,"d":"0.00"},{"v":0,"d":"0.00"},{"v":0,"d":"0.00"},{"v":0,"d":"0.00"}]
[{"$nulls":7},"",{"v":0,"d":"0.00"},{"v":0,"d":"0.00"},{"v":0,"d":"0.00"},{"v":0,"d":"0.00"},{"v":0,"d":"0.00"},{"v":0,"d":"0.00"},{"v":0,"d":"0.00"}]
[{"$nulls":7},"",{"v":0,"d":"0.00"},{"v":0,"d":"0.00"},{"v":0,"d":"0.00"},{"v":0,"d":"0.00"},{"v":0,"d":"0.00"},{"v":0,"d":"0.00"},{"v":0,"d":"0.00"}]
[{"$nulls":7},"",{"v":0,"d":"0.00"},{"v":0,"d":"0.00"},{"v":0,"d":"0.00"},{"v":0,"d":"0.00"},{"v":0,"d":"0.00"},{"v":0,"d":"0.00"},{"v":0,"d":"0.00"}]
[{"$nulls":7},"",{"v":0,"d":"0.00"},{"v":0,"d":"0.00"},{"v":0,"d":"0.00"},{"v":0,"d":"0.00"},{"v":0,"d":"0.00"},{"v":0,"d":"0.00"},{"v":0,"d":"0.00"}]
[{"$nulls":7},"",{"v":0,"d":"0.00"},{"v":0,"d":"0.00"},{"v":0,"d":"0.00"},{"v":0,"d":"0.00"},{"v":0,"d":"0.00"},{"v":0,"d":"0.00"},{"v":0,"d":"0.00"}]
[{"$nulls":7},"",{"v":0,"d":"0.00"},{"v":0,"d":"0.00"},{"v":0,"d":"0.00"},{"v":0,"d":"0.00"},{"v":0,"d":"0.00"},{"v":0,"d":"0.00"},{"v":0,"d":"0.00"}]
[{"$nulls":7},"",{"v":0,"d":"0.00"},{"v":0,"d":"0.00"},{"v":0,"d":"0.00"},{"v":0,"d":"0.00"},{"v":0,"d":"0.00"},{"v":0,"d":"0.00"},{"v":0,"d":"0.00"}]
[{"$nulls":7},"",{"v":0,"d":"0.00"},{"v":0,"d":"0.00"},{"v":0,"d":"0.00"},{"v":0,"d":"0.00"},{"v":0,"d":"0.00"},{"v":0,"d":"0.00"},{"v":0,"d":"0.00"}]
[{"$nulls":7},"",{"v":0,"d":"0.00"},{"v":0,"d":"0.00"},{"v":0,"d":"0.00"},{"v":0,"d":"0.00"},{"v":0,"d":"0.00"},{"v":0,"d":"0.00"},{"v":0,"d":"0.00"}]
[{"$nulls":7},"",{"v":0,"d":"0.00"},{"v":0,"d":"0.00"},{"v":0,"d":"0.00"},{"v":0,"d":"0.00"},{"v":0,"d":"0.00"},{"v":0,"d":"0.00"},{"v":0,"d":"0.00"}]
[{"$nulls":7},"",{"v":0,"d":"0.00"},{"v":0,"d":"0.00"},{"v":0,"d":"0.00"},{"v":0,"d":"0.00"},{"v":0,"d":"0.00"},{"v":0,"d":"0.00"},{"v":0,"d":"0.00"}]
[{"$nulls":7},"",{"v":0,"d":"0.00"},{"v":0,"d":"0.00"},{"v":0,"d":"0.00"},{"v":0,"d":"0.00"},{"v":0,"d":"0.00"},{"v":0,"d":"0.00"},{"v":0,"d":"0.00"}]
[{"$nulls":7},"",{"v":0,"d":"0.00"},{"v":0,"d":"0.00"},{"v":0,"d":"0.00"},{"v":0,"d":"0.00"},{"v":0,"d":"0.00"},{"v":0,"d":"0.00"},{"v":0,"d":"0.00"}]
[{"$nulls":7},"",{"v":0,"d":"0.00"},{"v":0,"d":"0.00"},{"v":0,"d":"0.00"},{"v":0,"d":"0.00"},{"v":0,"d":"0.00"},{"v":0,"d":"0.00"},{"v":0,"d":"0.00"}]
[{"$nulls":7},"",{"v":0,"d":"0.00"},{"v":0,"d":"0.00"},{"v":0,"d":"0.00"},{"v":0,"d":"0.00"},{"v":0,"d":"0.00"},{"v":0,"d":"0.00"},{"v":0,"d":"0.00"}]
[{"$nulls":7},"",{"v":0,"d":"0.00"},{"v":0,"d":"0.00"},{"v":0,"d":"0.00"},{"v":0,"d":"0.00"},{"v":0,"d":"0.00"},{"v":0,"d":"0.00"},{"v":0,"d":"0.00"}]
[{"$nulls":7},"",{"v":0,"d":"0.00"},{"v":0,"d":"0.00"},{"v":0,"d":"0.00"},{"v":0,"d":"0.00"},{"v":0,"d":"0.00"},{"v":0,"d":"0.00"},{"v":0,"d":"0.00"}]
[{"$nulls":7},"",{"v":0,"d":"0.00"},{"v":0,"d":"0.00"},{"v":0,"d":"0.00"},{"v":0,"d":"0.00"},{"v":0,"d":"0.00"},{"v":0,"d":"0.00"},{"v":0,"d":"0.00"}]
[{"$nulls":7},"",{"v":0,"d":"0.00"},{"v":0,"d":"0.00"},{"v":0,"d":"0.00"},{"v":0,"d":"0.00"},{"v":0,"d":"0.00"},{"v":0,"d":"0.00"},{"v":0,"d":"0.00"}]
[{"$nulls":7},"",{"v":0,"d":"0.00"},{"v":0,"d":"0.00"},{"v":0,"d":"0.00"},{"v":0,"d":"0.00"},{"v":0,"d":"0.00"},{"v":0,"d":"0.00"},{"v":0,"d":"0.00"}]
[{"$nulls":7},"",{"v":0,"d":"0.00"},{"v":0,"d":"0.00"},{"v":0,"d":"0.00"},{"v":0,"d":"0.00"},{"v":0,"d":"0.00"},{"v":0,"d":"0.00"},{"v":0,"d":"0.00"}]
[{"$nulls":7},"",{"v":0,"d":"0.00"},{"v":0,"d":"0.00"},{"v":0,"d":"0.00"},{"v":0,"d":"0.00"},{"v":0,"d":"0.00"},{"v":0,"d":"0.00"},{"v":0,"d":"0.00"}]
[{"$nulls":7},"",{"v":0,"d":"0.00"},{"v":0,"d":"0.00"},{"v":0,"d":"0.00"},{"v":0,"d":"0.00"},{"v":0,"d":"0.00"},{"v":0,"d":"0.00"},{"v":0,"d":"0.00"}]
[{"$nulls":7},"",{"v":0,"d":"0.00"},{"v":0,"d":"0.00"},{"v":0,"d":"0.00"},{"v":0,"d":"0.00"},{"v":0,"d":"0.00"},{"v":0,"d":"0.00"},{"v":0,"d":"0.00"}]
[{"$nulls":7},"",{"v":0,"d":"0.00"},{"v":0,"d":"0.00"},{"v":0,"d":"0.00"},{"v":0,"d":"0.00"},{"v":0,"d":"0.00"},{"v":0,"d":"0.00"},{"v":0,"d":"0.00"}]
[{"$nulls":7},"",{"v":0,"d":"0.00"},{"v":0,"d":"0.00"},{"v":0,"d":"0.00"},{"v":0,"d":"0.00"},{"v":0,"d":"0.00"},{"v":0,"d":"0.00"},{"v":0,"d":"0.00"}]
[{"$nulls":7},"",{"v":0,"d":"0.00"},{"v":0,"d":"0.00"},{"v":0,"d":"0.00"},{"v":0,"d":"0.00"},{"v":0,"d":"0.00"},{"v":0,"d":"0.00"},{"v":0,"d":"0.00"}]
[{"$nulls":7},"",{"v":0,"d":"0.00"},{"v":0,"d":"0.00"},{"v":0,"d":"0.00"},{"v":0,"d":"0.00"},{"v":0,"d":"0.00"},{"v":0,"d":"0.00"},{"v":0,"d":"0.00"}]
[{"$nulls":7},"",{"v":0,"d":"0.00"},{"v":0,"d":"0.00"},{"v":0,"d":"0.00"},{"v":0,"d":"0.00"},{"v":0,"d":"0.00"},{"v":0,"d":"0.00"},{"v":0,"d":"0.00"}]
[{"$nulls":7},"",{"v":0,"d":"0.00"},{"v":0,"d":"0.00"},{"v":0,"d":"0.00"},{"v":0,"d":"0.00"},{"v":0,"d":"0.00"},{"v":0,"d":"0.00"},{"v":0,"d":"0.00"}]
[{"$nulls":7},"",{"v":0,"d":"0.00"},{"v":0,"d":"0.00"},{"v":0,"d":"0.00"},{"v":0,"d":"0.00"},{"v":0,"d":"0.00"},{"v":0,"d":"0.00"},{"v":0,"d":"0.00"}]
[{"$nulls":7},"",{"v":0,"d":"0.00"},{"v":0,"d":"0.00"},{"v":0,"d":"0.00"},{"v":0,"d":"0.00"},{"v":0,"d":"0.00"},{"v":0,"d":"0.00"},{"v":0,"d":"0.00"}]
[{"$nulls":7},"",{"v":0,"d":"0.00"},{"v":0,"d":"0.00"},{"v":0,"d":"0.00"},{"v":0,"d":"0.00"},{"v":0,"d":"0.00"},{"v":0,"d":"0.00"},{"v":0,"d":"0.00"}]
[{"$nulls":7},"",{"v":0,"d":"0.00"},{"v":0,"d":"0.00"},{"v":0,"d":"0.00"},{"v":0,"d":"0.00"},{"v":0,"d":"0.00"},{"v":0,"d":"0.00"},{"v":0,"d":"0.00"}]
[{"$nulls":7},"",{"v":0,"d":"0.00"},{"v":0,"d":"0.00"},{"v":0,"d":"0.00"},{"v":0,"d":"0.00"},{"v":0,"d":"0.00"},{"v":0,"d":"0.00"},{"v":0,"d":"0.00"}]
[{"$nulls":7},"",{"v":0,"d":"0.00"},{"v":0,"d":"0.00"},{"v":0,"d":"0.00"},{"v":0,"d":"0.00"},{"v":0,"d":"0.00"},{"v":0,"d":"0.00"},{"v":0,"d":"0.00"}]
[{"$nulls":7},"",{"v":0,"d":"0.00"},{"v":0,"d":"0.00"},{"v":0,"d":"0.00"},{"v":0,"d":"0.00"},{"v":0,"d":"0.00"},{"v":0,"d":"0.00"},{"v":0,"d":"0.00"}]
[{"$nulls":7},"",{"v":0,"d":"0.00"},{"v":0,"d":"0.00"},{"v":0,"d":"0.00"},{"v":0,"d":"0.00"},{"v":0,"d":"0.00"},{"v":0,"d":"0.00"},{"v":0,"d":"0.00"}]
[{"$nulls":7},"",{"v":0,"d":"0.00"},{"v":0,"d":"0.00"},{"v":0,"d":"0.00"},{"v":0,"d":"0.00"},{"v":0,"d":"0.00"},{"v":0,"d":"0.00"},{"v":0,"d":"0.00"}]
[{"$nulls":7},"",{"v":0,"d":"0.00"},{"v":0,"d":"0.00"},{"v":0,"d":"0.00"},{"v":0,"d":"0.00"},{"v":0,"d":"0.00"},{"v":0,"d":"0.00"},{"v":0,"d":"0.00"}]
[{"$nulls":7},"",{"v":0,"d":"0.00"},{"v":0,"d":"0.00"},{"v":0,"d":"0.00"},{"v":0,"d":"0.00"},{"v":0,"d":"0.00"},{"v":0,"d":"0.00"},{"v":0,"d":"0.00"}]
[{"$nulls":7},"",{"v":0,"d":"0.00"},{"v":0,"d":"0.00"},{"v":0,"d":"0.00"},{"v":0,"d":"0.00"},{"v":0,"d":"0.00"},{"v":0,"d":"0.00"},{"v":0,"d":"0.00"}]
[{"$nulls":7},"",{"v":0,"d":"0.00"},{"v":0,"d":"0.00"},{"v":0,"d":"0.00"},{"v":0,"d":"0.00"},{"v":0,"d":"0.00"},{"v":0,"d":"0.00"},{"v":0,"d":"0.00"}]
[{"$nulls":7},"",{"v":0,"d":"0.00"},{"v":0,"d":"0.00"},{"v":0,"d":"0.00"},{"v":0,"d":"0.00"},{"v":0,"d":"0.00"},{"v":0,"d":"0.00"},{"v":0,"d":"0.00"}]
[{"$nulls":7},"",{"v":0,"d":"0.00"},{"v":0,"d":"0.00"},{"v":0,"d":"0.00"},{"v":0,"d":"0.00"},{"v":0,"d":"0.00"},{"v":0,"d":"0.00"},{"v":0,"d":"0.00"}]
[{"$nulls":7},"",{"v":0,"d":"0.00"},{"v":0,"d":"0.00"},{"v":0,"d":"0.00"},{"v":0,"d":"0.00"},{"v":0,"d":"0.00"},{"v":0,"d":"0.00"},{"v":0,"d":"0.00"}]
[{"$nulls":7},"",{"v":0,"d":"0.00"},{"v":0,"d":"0.00"},{"v":0,"d":"0.00"},{"v":0,"d":"0.00"},{"v":0,"d":"0.00"},{"v":0,"d":"0.00"},{"v":0,"d":"0.00"}]
[{"$nulls":7},"",{"v":0,"d":"0.00"},{"v":0,"d":"0.00"},{"v":0,"d":"0.00"},{"v":0,"d":"0.00"},{"v":0,"d":"0.00"},{"v":0,"d":"0.00"},{"v":0,"d":"0.00"}]
[{"$nulls":7},"",{"v":0,"d":"0.00"},{"v":0,"d":"0.00"},{"v":0,"d":"0.00"},{"v":0,"d":"0.00"},{"v":0,"d":"0.00"},{"v":0,"d":"0.00"},{"v":0,"d":"0.00"}]
[{"$nulls":7},"",{"v":0,"d":"0.00"},{"v":0,"d":"0.00"},{"v":0,"d":"0.00"},{"v":0,"d":"0.00"},{"v":0,"d":"0.00"},{"v":0,"d":"0.00"},{"v":0,"d":"0.00"}]
[{"$nulls":7},"",{"v":0,"d":"0.00"},{"v":0,"d":"0.00"},{"v":0,"d":"0.00"},{"v":0,"d":"0.00"},{"v":0,"d":"0.00"},{"v":0,"d":"0.00"},{"v":0,"d":"0.00"}]
[{"$nulls":7},"",{"v":0,"d":"0.00"},{"v":0,"d":"0.00"},{"v":0,"d":"0.00"},{"v":0,"d":"0.00"},{"v":0,"d":"0.00"},{"v":0,"d":"0.00"},{"v":0,"d":"0.00"}]
[{"$nulls":7},"",{"v":0,"d":"0.00"},{"v":0,"d":"0.00"},{"v":0,"d":"0.00"},{"v":0,"d":"0.00"},{"v":0,"d":"0.00"},{"v":0,"d":"0.00"},{"v":0,"d":"0.00"}]
[{"$nulls":7},"",{"v":0,"d":"0.00"},{"v":0,"d":"0.00"},{"v":0,"d":"0.00"},{"v":0,"d":"0.00"},{"v":0,"d":"0.00"},{"v":0,"d":"0.00"},{"v":0,"d":"0.00"}]
[{"$nulls":7},"",{"v":0,"d":"0.00"},{"v":0,"d":"0.00"},{"v":0,"d":"0.00"},{"v":0,"d":"0.00"},{"v":0,"d":"0.00"},{"v":0,"d":"0.00"},{"v":0,"d":"0.00"}]
[{"$nulls":7},"",{"v":0,"d":"0.00"},{"v":0,"d":"0.00"},{"v":0,"d":"0.00"},{"v":0,"d":"0.00"},{"v":0,"d":"0.00"},{"v":0,"d":"0.00"},{"v":0,"d":"0.00"}]
[{"$nulls":7},"",{"v":0,"d":"0.00"},{"v":0,"d":"0.00"},{"v":0,"d":"0.00"},{"v":0,"d":"0.00"},{"v":0,"d":"0.00"},{"v":0,"d":"0.00"},{"v":0,"d":"0.00"}]
[{"$nulls":7},"",{"v":0,"d":"0.00"},{"v":0,"d":"0.00"},{"v":0,"d":"0.00"},{"v":0,"d":"0.00"},{"v":0,"d":"0.00"},{"v":0,"d":"0.00"},{"v":0,"d":"0.00"}]
[{"$nulls":7},"",{"v":0,"d":"0.00"},{"v":0,"d":"0.00"},{"v":0,"d":"0.00"},{"v":0,"d":"0.00"},{"v":0,"d":"0.00"},{"v":0,"d":"0.00"},{"v":0,"d":"0.00"}]
[{"$nulls":7},"",{"v":0,"d":"0.00"},{"v":0,"d":"0.00"},{"v":0,"d":"0.00"},{"v":0,"d":"0.00"},{"v":0,"d":"0.00"},{"v":0,"d":"0.00"},{"v":0,"d":"0.00"}]
[{"$nulls":7},"",{"v":0,"d":"0.00"},{"v":0,"d":"0.00"},{"v":0,"d":"0.00"},{"v":0,"d":"0.00"},{"v":0,"d":"0.00"},{"v":0,"d":"0.00"},{"v":0,"d":"0.00"}]
[{"$nulls":7},"",{"v":0,"d":"0.00"},{"v":0,"d":"0.00"},{"v":0,"d":"0.00"},{"v":0,"d":"0.00"},{"v":0,"d":"0.00"},{"v":0,"d":"0.00"},{"v":0,"d":"0.00"}]
[{"$nulls":7},"",{"v":0,"d":"0.00"},{"v":0,"d":"0.00"},{"v":0,"d":"0.00"},{"v":0,"d":"0.00"},{"v":0,"d":"0.00"},{"v":0,"d":"0.00"},{"v":0,"d":"0.00"}]
[{"$nulls":7},"",{"v":0,"d":"0.00"},{"v":0,"d":"0.00"},{"v":0,"d":"0.00"},{"v":0,"d":"0.00"},{"v":0,"d":"0.00"},{"v":0,"d":"0.00"},{"v":0,"d":"0.00"}]
[{"$nulls":7},"",{"v":0,"d":"0.00"},{"v":0,"d":"0.00"},{"v":0,"d":"0.00"},{"v":0,"d":"0.00"},{"v":0,"d":"0.00"},{"v":0,"d":"0.00"},{"v":0,"d":"0.00"}]
[{"$nulls":7},"",{"v":0,"d":"0.00"},{"v":0,"d":"0.00"},{"v":0,"d":"0.00"},{"v":0,"d":"0.00"},{"v":0,"d":"0.00"},{"v":0,"d":"0.00"},{"v":0,"d":"0.00"}]
[{"$nulls":7},"",{"v":0,"d":"0.00"},{"v":0,"d":"0.00"},{"v":0,"d":"0.00"},{"v":0,"d":"0.00"},{"v":0,"d":"0.00"},{"v":0,"d":"0.00"},{"v":0,"d":"0.00"}]
[{"$nulls":7},"",{"v":0,"d":"0.00"},{"v":0,"d":"0.00"},{"v":0,"d":"0.00"},{"v":0,"d":"0.00"},{"v":0,"d":"0.00"},{"v":0,"d":"0.00"},{"v":0,"d":"0.00"}]
[{"$nulls":7},"",{"v":0,"d":"0.00"},{"v":0,"d":"0.00"},{"v":0,"d":"0.00"},{"v":0,"d":"0.00"},{"v":0,"d":"0.00"},{"v":0,"d":"0.00"},{"v":0,"d":"0.00"}]
[{"$nulls":7},"",{"v":0,"d":"0.00"},{"v":0,"d":"0.00"},{"v":0,"d":"0.00"},{"v":0,"d":"0.00"},{"v":0,"d":"0.00"},{"v":0,"d":"0.00"},{"v":0,"d":"0.00"}]
[{"$nulls":7},"",{"v":0,"d":"0.00"},{"v":0,"d":"0.00"},{"v":0,"d":"0.00"},{"v":0,"d":"0.00"},{"v":0,"d":"0.00"},{"v":0,"d":"0.00"},{"v":0,"d":"0.00"}]
[{"$nulls":7},"",{"v":0,"d":"0.00"},{"v":0,"d":"0.00"},{"v":0,"d":"0.00"},{"v":0,"d":"0.00"},{"v":0,"d":"0.00"},{"v":0,"d":"0.00"},{"v":0,"d":"0.00"}]
[{"$nulls":7},"",{"v":0,"d":"0.00"},{"v":0,"d":"0.00"},{"v":0,"d":"0.00"},{"v":0,"d":"0.00"},{"v":0,"d":"0.00"},{"v":0,"d":"0.00"},{"v":0,"d":"0.00"}]
[{"$nulls":7},"",{"v":0,"d":"0.00"},{"v":0,"d":"0.00"},{"v":0,"d":"0.00"},{"v":0,"d":"0.00"},{"v":0,"d":"0.00"},{"v":0,"d":"0.00"},{"v":0,"d":"0.00"}]
[{"$nulls":7},"",{"v":0,"d":"0.00"},{"v":0,"d":"0.00"},{"v":0,"d":"0.00"},{"v":0,"d":"0.00"},{"v":0,"d":"0.00"},{"v":0,"d":"0.00"},{"v":0,"d":"0.00"}]
[{"$nulls":7},"",{"v":0,"d":"0.00"},{"v":0,"d":"0.00"},{"v":0,"d":"0.00"},{"v":0,"d":"0.00"},{"v":0,"d":"0.00"},{"v":0,"d":"0.00"},{"v":0,"d":"0.00"}]
[{"$nulls":7},"",{"v":0,"d":"0.00"},{"v":0,"d":"0.00"},{"v":0,"d":"0.00"},{"v":0,"d":"0.00"},{"v":0,"d":"0.00"},{"v":0,"d":"0.00"},{"v":0,"d":"0.00"}]
[{"$nulls":7},"",{"v":0,"d":"0.00"},{"v":0,"d":"0.00"},{"v":0,"d":"0.00"},{"v":0,"d":"0.00"},{"v":0,"d":"0.00"},{"v":0,"d":"0.00"},{"v":0,"d":"0.00"}]
[{"$nulls":7},"",{"v":0,"d":"0.00"},{"v":0,"d":"0.00"},{"v":0,"d":"0.00"},{"v":0,"d":"0.00"},{"v":0,"d":"0.00"},{"v":0,"d":"0.00"},{"v":0,"d":"0.00"}]
[{"$nulls":7},"",{"v":0,"d":"0.00"},{"v":0,"d":"0.00"},{"v":0,"d":"0.00"},{"v":0,"d":"0.00"},{"v":0,"d":"0.00"},{"v":0,"d":"0.00"},{"v":0,"d":"0.00"}]
[{"$nulls":7},"",{"v":0,"d":"0.00"},{"v":0,"d":"0.00"},{"v":0,"d":"0.00"},{"v":0,"d":"0.00"},{"v":0,"d":"0.00"},{"v":0,"d":"0.00"},{"v":0,"d":"0.00"}]
[{"$nulls":7},"",{"v":0,"d":"0.00"},{"v":0,"d":"0.00"},{"v":0,"d":"0.00"},{"v":0,"d":"0.00"},{"v":0,"d":"0.00"},{"v":0,"d":"0.00"},{"v":0,"d":"0.00"}]
[{"$nulls":7},"",{"v":0,"d":"0.00"},{"v":0,"d":"0.00"},{"v":0,"d":"0.00"},{"v":0,"d":"0.00"},{"v":0,"d":"0.00"},{"v":0,"d":"0.00"},{"v":0,"d":"0.00"}]
[{"$nulls":7},"",{"v":0,"d":"0.00"},{"v":0,"d":"0.00"},{"v":0,"d":"0.00"},{"v":0,"d":"0.00"},{"v":0,"d":"0.00"},{"v":0,"d":"0.00"},{"v":0,"d":"0.00"}]
[{"$nulls":7},"",{"v":0,"d":"0.00"},{"v":0,"d":"0.00"},{"v":0,"d":"0.00"},{"v":0,"d":"0.00"},{"v":0,"d":"0.00"},{"v":0,"d":"0.00"},{"v":0,"d":"0.00"}]
[{"$nulls":7},"",{"v":0,"d":"0.00"},{"v":0,"d":"0.00"},{"v":0,"d":"0.00"},{"v":0,"d":"0.00"},{"v":0,"d":"0.00"},{"v":0,"d":"0.00"},{"v":0,"d":"0.00"}]
[{"$nulls":7},"",{"v":0,"d":"0.00"},{"v":0,"d":"0.00"},{"v":0,"d":"0.00"},{"v":0,"d":"0.00"},{"v":0,"d":"0.00"},{"v":0,"d":"0.00"},{"v":0,"d":"0.00"}]
[{"$nulls":7},"",{"v":0,"d":"0.00"},{"v":0,"d":"0.00"},{"v":0,"d":"0.00"},{"v":0,"d":"0.00"},{"v":0,"d":"0.00"},{"v":0,"d":"0.00"},{"v":0,"d":"0.00"}]
[{"$nulls":7},"",{"v":0,"d":"0.00"},{"v":0,"d":"0.00"},{"v":0,"d":"0.00"},{"v":0,"d":"0.00"},{"v":0,"d":"0.00"},{"v":0,"d":"0.00"},{"v":0,"d":"0.00"}]
[{"$nulls":7},"",{"v":0,"d":"0.00"},{"v":0,"d":"0.00"},{"v":0,"d":"0.00"},{"v":0,"d":"0.00"},{"v":0,"d":"0.00"},{"v":0,"d":"0.00"},{"v":0,"d":"0.00"}]
[{"$nulls":7},"",{"v":0,"d":"0.00"},{"v":0,"d":"0.00"},{"v":0,"d":"0.00"},{"v":0,"d":"0.00"},{"v":0,"d":"0.00"},{"v":0,"d":"0.00"},{"v":0,"d":"0.00"}]
[{"$nulls":7},"",{"v":0,"d":"0.00"},{"v":0,"d":"0.00"},{"v":0,"d":"0.00"},{"v":0,"d":"0.00"},{"v":0,"d":"0.00"},{"v":0,"d":"0.00"},{"v":0,"d":"0.00"}]
[{"$nulls":7},"",{"v":0,"d":"0.00"},{"v":0,"d":"0.00"},{"v":0,"d":"0.00"},{"v":0,"d":"0.00"},{"v":0,"d":"0.00"},{"v":0,"d":"0.00"},{"v":0,"d":"0.00"}]
[{"$nulls":7},"",{"v":0,"d":"0.00"},{"v":0,"d":"0.00"},{"v":0,"d":"0.00"},{"v":0,"d":"0.00"},{"v":0,"d":"0.00"},{"v":0,"d":"0.00"},{"v":0,"d":"0.00"}]
[{"$nulls":7},"",{"v":0,"d":"0.00"},{"v":0,"d":"0.00"},{"v":0,"d":"0.00"},{"v":0,"d":"0.00"},{"v":0,"d":"0.00"},{"v":0,"d":"0.00"},{"v":0,"d":"0.00"}]
[{"$nulls":7},"",{"v":0,"d":"0.00"},{"v":0,"d":"0.00"},{"v":0,"d":"0.00"},{"v":0,"d":"0.00"},{"v":0,"d":"0.00"},{"v":0,"d":"0.00"},{"v":0,"d":"0.00"}]
[{"$nulls":7},"",{"v":0,"d":"0.00"},{"v":0,"d":"0.00"},{"v":0,"d":"0.00"},{"v":0,"d":"0.00"},{"v":0,"d":"0.00"},{"v":0,"d":"0.00"},{"v":0,"d":"0.00"}]
[{"$nulls":7},"",{"v":0,"d":"0.00"},{"v":0,"d":"0.00"},{"v":0,"d":"0.00"},{"v":0,"d":"0.00"},{"v":0,"d":"0.00"},{"v":0,"d":"0.00"},{"v":0,"d":"0.00"}]
[{"$nulls":7},"",{"v":0,"d":"0.00"},{"v":0,"d":"0.00"},{"v":0,"d":"0.00"},{"v":0,"d":"0.00"},{"v":0,"d":"0.00"},{"v":0,"d":"0.00"},{"v":0,"d":"0.00"}]
[{"$nulls":7},"",{"v":0,"d":"0.00"},{"v":0,"d":"0.00"},{"v":0,"d":"0.00"},{"v":0,"d":"0.00"},{"v":0,"d":"0.00"},{"v":0,"d":"0.00"},{"v":0,"d":"0.00"}]
[{"$nulls":7},"",{"v":0,"d":"0.00"},{"v":0,"d":"0.00"},{"v":0,"d":"0.00"},{"v":0,"d":"0.00"},{"v":0,"d":"0.00"},{"v":0,"d":"0.00"},{"v":0,"d":"0.00"}]
[{"$nulls":7},"",{"v":0,"d":"0.00"},{"v":0,"d":"0.00"},{"v":0,"d":"0.00"},{"v":0,"d":"0.00"},{"v":0,"d":"0.00"},{"v":0,"d":"0.00"},{"v":0,"d":"0.00"}]
[{"$nulls":7},"",{"v":0,"d":"0.00"},{"v":0,"d":"0.00"},{"v":0,"d":"0.00"},{"v":0,"d":"0.00"},{"v":0,"d":"0.00"},{"v":0,"d":"0.00"},{"v":0,"d":"0.00"}]

{"sheet":"Solar","index":9,"n_rows":150,"n_cols":15,"rows_kept":150,"hidden":true,"read":"bin_skipped_in_rows","flags":["formulas_cached_only","records_skipped"],"rows_in_doubt":{"n":0,"rows":[]},"rows_in_doubt_other":4}
["Concepto"," Cal_positivo"," Cal_negativo"," Cal_neto"," Ref_positivo"," Ref_negativo"," Ref_neto",null,"m2"," Cal_positivo"," Cal_negativo"," Cal_neto"," Ref_positivo"," Ref_negativo"," Ref_neto"]
["Solar Ventanas",17.413916,0,17.413916,4.886962,0,4.886962,1,{"v":76.306793,"d":"76.31"},{"v":1328.800083531388,"d":"1328.80"},{"v":0,"d":"0.00"},{"v":1328.800083531388,"d":"1328.80"},{"v":372.908397732866,"d":"372.91"},{"v":0,"d":"0.00"},{"v":372.908397732866,"d":"372.91"}]
["Solar Ventanas",4.643048,0,4.643048,0.960107,0,0.960107,2,{"v":35.180943,"d":"35.18"},{"v":163.346807034264,"d":"163.35"},{"v":0,"d":"0.00"},{"v":163.346807034264,"d":"163.35"},{"v":33.777469640901,"d":"33.78"},{"v":0,"d":"0.00"},{"v":33.777469640901,"d":"33.78"}]
["Solar Ventanas",18.339385,0,18.339385,5.127789,0,5.127789,3,{"v":74.447464,"d":"74.45"},{"v":1365.32070456964,"d":"1365.32"},{"v":0,"d":"0.00"},{"v":1365.32070456964,"d":"1365.32"},{"v":381.750886977096,"d":"381.75"},{"v":0,"d":"0.00"},{"v":381.750886977096,"d":"381.75"}]
["Solar Ventanas",19.956035,0,19.956035,4.700621,0,4.700621,4,{"v":41.534649,"d":"41.53"},{"v":828.866909156715,"d":"828.87"},{"v":0,"d":"0.00"},{"v":828.866909156715,"d":"828.87"},{"v":195.23864331702902,"d":"195.24"},{"v":0,"d":"0.00"},{"v":195.23864331702902,"d":"195.24"}]
["Solar Ventanas",8.977582,0,8.977582,4.823071,0,4.823071,5,{"v":95.56221,"d":"95.56"},{"v":857.9175763762199,"d":"857.92"},{"v":0,"d":"0.00"},{"v":857.9175763762199,"d":"857.92"},{"v":460.90332374690996,"d":"460.90"},{"v":0,"d":"0.00"},{"v":460.90332374690996,"d":"460.90"}]
["Solar Ventanas",8.633021,0,8.633021,4.75192,0,4.75192,6,{"v":95.448708,"d":"95.45"},{"v":824.0107005868679,"d":"824.01"},{"v":0,"d":"0.00"},{"v":824.0107005868679,"d":"824.01"},{"v":453.56462451936,"d":"453.56"},{"v":0,"d":"0.00"},{"v":453.56462451936,"d":"453.56"}]
["Solar Ventanas",16.676846,0,16.676846,5.156879,0,5.156879,7,{"v":96.139519,"d":"96.14"},{"v":1603.3039528770742,"d":"1603.30"},{"v":0,"d":"0.00"},{"v":1603.3039528770742,"d":"1603.30"},{"v":495.77986660120104,"d":"495.78"},{"v":0,"d":"0.00"},{"v":495.77986660120104,"d":"495.78"}]
["Solar Ventanas",8.576188,0,8.576188,4.918603,0,4.918603,8,{"v":95.44915,"d":"95.45"},{"v":818.5898548402,"d":"818.59"},{"v":0,"d":"0.00"},{"v":818.5898548402,"d":"818.59"},{"v":469.47647553745,"d":"469.48"},{"v":0,"d":"0.00"},{"v":469.47647553745,"d":"469.48"}]
["Solar Ventanas",16.29658,0,16.29658,5.036935,0,5.036935,9,{"v":96.139214,"d":"96.14"},{"v":1566.7403920881197,"d":"1566.74"},{"v":0,"d":"0.00"},{"v":1566.7403920881197,"d":"1566.74"},{"v":484.24697186909,"d":"484.25"},{"v":0,"d":"0.00"},{"v":484.24697186909,"d":"484.25"}]
["Solar Ventanas",8.945139,0,8.945139,4.996451,0,4.996451,10,{"v":95.56221,"d":"95.56"},{"v":854.8172515971899,"d":"854.82"},{"v":0,"d":"0.00"},{"v":854.8172515971899,"d":"854.82"},{"v":477.47189971671,"d":"477.47"},{"v":0,"d":"0.00"},{"v":477.47189971671,"d":"477.47"}]
["Solar Ventanas",6.721605,0,6.721605,1.632643,0,1.632643,11,{"v":35.191116,"d":"35.19"},{"v":236.54078126118003,"d":"236.54"},{"v":0,"d":"0.00"},{"v":236.54078126118003,"d":"236.54"},{"v":57.454529199588,"d":"57.45"},{"v":0,"d":"0.00"},{"v":57.454529199588,"d":"57.45"}]
["Solar Ventanas",16.994502,0,16.994502,5.255141,0,5.255141,12,{"v":96.139519,"d":"96.14"},{"v":1633.8432479245382,"d":"1633.84"},{"v":0,"d":"0.00"},{"v":1633.8432479245382,"d":"1633.84"},{"v":505.226728017179,"d":"505.23"},{"v":0,"d":"0.00"},{"v":505.226728017179,"d":"505.23"}]
["Solar Ventanas",8.193403,0,8.193403,5.085217,0,5.085217,13,{"v":95.44915,"d":"95.45"},{"v":782.05335195745,"d":"782.05"},{"v":0,"d":"0.00"},{"v":782.05335195745,"d":"782.05"},{"v":485.37964021555,"d":"485.38"},{"v":0,"d":"0.00"},{"v":485.37964021555,"d":"485.38"}]
["Solar Ventanas",16.484738,0,16.484738,5.095316,0,5.095316,14,{"v":96.139214,"d":"96.14"},{"v":1584.829754315932,"d":"1584.83"},{"v":0,"d":"0.00"},{"v":1584.829754315932,"d":"1584.83"},{"v":489.859675321624,"d":"489.86"},{"v":0,"d":"0.00"},{"v":489.859675321624,"d":"489.86"}]
["Solar Ventanas",8.64627,0,8.64627,5.17722,0,5.17722,15,{"v":95.56221,"d":"95.56"},{"v":826.2566694566999,"d":"826.26"},{"v":0,"d":"0.00"},{"v":826.2566694566999,"d":"826.26"},{"v":494.7465848562,"d":"494.75"},{"v":0,"d":"0.00"},{"v":494.7465848562,"d":"494.75"}]
["Solar Ventanas",7.792822,0,7.792822,2.085355,0,2.085355,16,{"v":35.191116,"d":"35.19"},{"v":274.238102969352,"d":"274.24"},{"v":0,"d":"0.00"},{"v":274.238102969352,"d":"274.24"},{"v":73.38596970617999,"d":"73.39"},{"v":0,"d":"0.00"},{"v":73.38596970617999,"d":"73.39"}]
["Solar Ventanas",16.800469,0,16.800469,5.209501,0,5.209501,17,{"v":96.139519,"d":"96.14"},{"v":1615.189008634411,"d":"1615.19"},{"v":0,"d":"0.00"},{"v":1615.189008634411,"d":"1615.19"},{"v":500.8389203700191,"d":"500.84"},{"v":0,"d":"0.00"},{"v":500.8389203700191,"d":"500.84"}]
["Solar Ventanas",10.019065,0,10.019065,4.963714,0,4.963714,18,{"v":95.44915,"d":"95.45"},{"v":956.31123804475,"d":"956.31"},{"v":0,"d":"0.00"},{"v":956.31123804475,"d":"956.31"},{"v":473.7822821431001,"d":"473.78"},{"v":0,"d":"0.00"},{"v":473.7822821431001,"d":"473.78"}]
["Solar Ventanas",16.232252,0,16.232252,5.0383,0,5.0383,19,{"v":96.139214,"d":"96.14"},{"v":1560.5559487299279,"d":"1560.56"},{"v":0,"d":"0.00"},{"v":1560.5559487299279,"d":"1560.56"},{"v":484.3782018961999,"d":"484.38"},{"v":0,"d":"0.00"},{"v":484.3782018961999,"d":"484.38"}]
["Solar Ventanas",10.748313,0,10.748313,5.110087,0,5.110087,20,{"v":95.56221,"d":"95.56"},{"v":1027.1325440517298,"d":"1027.13"},{"v":0,"d":"0.00"},{"v":1027.1325440517298,"d":"1027.13"},{"v":488.33120701226994,"d":"488.33"},{"v":0,"d":"0.00"},{"v":488.33120701226994,"d":"488.33"}]
["Solar Ventanas",11.209355,0,11.209355,2.841181,0,2.841181,21,{"v":35.191116,"d":"35.19"},{"v":394.46971209018005,"d":"394.47"},{"v":0,"d":"0.00"},{"v":394.46971209018005,"d":"394.47"},{"v":99.984330147996,"d":"99.98"},{"v":0,"d":"0.00"},{"v":99.984330147996,"d":"99.98"}]
[{"$nulls":7},"",{"v":0,"d":"0.00"},{"v":0,"d":"0.00"},{"v":0,"d":"0.00"},{"v":0,"d":"0.00"},{"v":0,"d":"0.00"},{"v":0,"d":"0.00"},{"v":0,"d":"0.00"}]
[{"$nulls":7},"",{"v":0,"d":"0.00"},{"v":0,"d":"0.00"},{"v":0,"d":"0.00"},{"v":0,"d":"0.00"},{"v":0,"d":"0.00"},{"v":0,"d":"0.00"},{"v":0,"d":"0.00"}]
[{"$nulls":7},"",{"v":0,"d":"0.00"},{"v":0,"d":"0.00"},{"v":0,"d":"0.00"},{"v":0,"d":"0.00"},{"v":0,"d":"0.00"},{"v":0,"d":"0.00"},{"v":0,"d":"0.00"}]
[{"$nulls":7},"",{"v":0,"d":"0.00"},{"v":0,"d":"0.00"},{"v":0,"d":"0.00"},{"v":0,"d":"0.00"},{"v":0,"d":"0.00"},{"v":0,"d":"0.00"},{"v":0,"d":"0.00"}]
[{"$nulls":7},"",{"v":0,"d":"0.00"},{"v":0,"d":"0.00"},{"v":0,"d":"0.00"},{"v":0,"d":"0.00"},{"v":0,"d":"0.00"},{"v":0,"d":"0.00"},{"v":0,"d":"0.00"}]
[{"$nulls":7},"",{"v":0,"d":"0.00"},{"v":0,"d":"0.00"},{"v":0,"d":"0.00"},{"v":0,"d":"0.00"},{"v":0,"d":"0.00"},{"v":0,"d":"0.00"},{"v":0,"d":"0.00"}]
[{"$nulls":7},"",{"v":0,"d":"0.00"},{"v":0,"d":"0.00"},{"v":0,"d":"0.00"},{"v":0,"d":"0.00"},{"v":0,"d":"0.00"},{"v":0,"d":"0.00"},{"v":0,"d":"0.00"}]
[{"$nulls":7},"",{"v":0,"d":"0.00"},{"v":0,"d":"0.00"},{"v":0,"d":"0.00"},{"v":0,"d":"0.00"},{"v":0,"d":"0.00"},{"v":0,"d":"0.00"},{"v":0,"d":"0.00"}]
[{"$nulls":7},"",{"v":0,"d":"0.00"},{"v":0,"d":"0.00"},{"v":0,"d":"0.00"},{"v":0,"d":"0.00"},{"v":0,"d":"0.00"},{"v":0,"d":"0.00"},{"v":0,"d":"0.00"}]
[{"$nulls":7},"",{"v":0,"d":"0.00"},{"v":0,"d":"0.00"},{"v":0,"d":"0.00"},{"v":0,"d":"0.00"},{"v":0,"d":"0.00"},{"v":0,"d":"0.00"},{"v":0,"d":"0.00"}]
[{"$nulls":7},"",{"v":0,"d":"0.00"},{"v":0,"d":"0.00"},{"v":0,"d":"0.00"},{"v":0,"d":"0.00"},{"v":0,"d":"0.00"},{"v":0,"d":"0.00"},{"v":0,"d":"0.00"}]
[{"$nulls":7},"",{"v":0,"d":"0.00"},{"v":0,"d":"0.00"},{"v":0,"d":"0.00"},{"v":0,"d":"0.00"},{"v":0,"d":"0.00"},{"v":0,"d":"0.00"},{"v":0,"d":"0.00"}]
[{"$nulls":7},"",{"v":0,"d":"0.00"},{"v":0,"d":"0.00"},{"v":0,"d":"0.00"},{"v":0,"d":"0.00"},{"v":0,"d":"0.00"},{"v":0,"d":"0.00"},{"v":0,"d":"0.00"}]
[{"$nulls":7},"",{"v":0,"d":"0.00"},{"v":0,"d":"0.00"},{"v":0,"d":"0.00"},{"v":0,"d":"0.00"},{"v":0,"d":"0.00"},{"v":0,"d":"0.00"},{"v":0,"d":"0.00"}]
[{"$nulls":7},"",{"v":0,"d":"0.00"},{"v":0,"d":"0.00"},{"v":0,"d":"0.00"},{"v":0,"d":"0.00"},{"v":0,"d":"0.00"},{"v":0,"d":"0.00"},{"v":0,"d":"0.00"}]
[{"$nulls":7},"",{"v":0,"d":"0.00"},{"v":0,"d":"0.00"},{"v":0,"d":"0.00"},{"v":0,"d":"0.00"},{"v":0,"d":"0.00"},{"v":0,"d":"0.00"},{"v":0,"d":"0.00"}]
[{"$nulls":7},"",{"v":0,"d":"0.00"},{"v":0,"d":"0.00"},{"v":0,"d":"0.00"},{"v":0,"d":"0.00"},{"v":0,"d":"0.00"},{"v":0,"d":"0.00"},{"v":0,"d":"0.00"}]
[{"$nulls":7},"",{"v":0,"d":"0.00"},{"v":0,"d":"0.00"},{"v":0,"d":"0.00"},{"v":0,"d":"0.00"},{"v":0,"d":"0.00"},{"v":0,"d":"0.00"},{"v":0,"d":"0.00"}]
[{"$nulls":7},"",{"v":0,"d":"0.00"},{"v":0,"d":"0.00"},{"v":0,"d":"0.00"},{"v":0,"d":"0.00"},{"v":0,"d":"0.00"},{"v":0,"d":"0.00"},{"v":0,"d":"0.00"}]
[{"$nulls":7},"",{"v":0,"d":"0.00"},{"v":0,"d":"0.00"},{"v":0,"d":"0.00"},{"v":0,"d":"0.00"},{"v":0,"d":"0.00"},{"v":0,"d":"0.00"},{"v":0,"d":"0.00"}]
[{"$nulls":7},"",{"v":0,"d":"0.00"},{"v":0,"d":"0.00"},{"v":0,"d":"0.00"},{"v":0,"d":"0.00"},{"v":0,"d":"0.00"},{"v":0,"d":"0.00"},{"v":0,"d":"0.00"}]
[{"$nulls":7},"",{"v":0,"d":"0.00"},{"v":0,"d":"0.00"},{"v":0,"d":"0.00"},{"v":0,"d":"0.00"},{"v":0,"d":"0.00"},{"v":0,"d":"0.00"},{"v":0,"d":"0.00"}]
[{"$nulls":7},"",{"v":0,"d":"0.00"},{"v":0,"d":"0.00"},{"v":0,"d":"0.00"},{"v":0,"d":"0.00"},{"v":0,"d":"0.00"},{"v":0,"d":"0.00"},{"v":0,"d":"0.00"}]
[{"$nulls":7},"",{"v":0,"d":"0.00"},{"v":0,"d":"0.00"},{"v":0,"d":"0.00"},{"v":0,"d":"0.00"},{"v":0,"d":"0.00"},{"v":0,"d":"0.00"},{"v":0,"d":"0.00"}]
[{"$nulls":7},"",{"v":0,"d":"0.00"},{"v":0,"d":"0.00"},{"v":0,"d":"0.00"},{"v":0,"d":"0.00"},{"v":0,"d":"0.00"},{"v":0,"d":"0.00"},{"v":0,"d":"0.00"}]
[{"$nulls":7},"",{"v":0,"d":"0.00"},{"v":0,"d":"0.00"},{"v":0,"d":"0.00"},{"v":0,"d":"0.00"},{"v":0,"d":"0.00"},{"v":0,"d":"0.00"},{"v":0,"d":"0.00"}]
[{"$nulls":7},"",{"v":0,"d":"0.00"},{"v":0,"d":"0.00"},{"v":0,"d":"0.00"},{"v":0,"d":"0.00"},{"v":0,"d":"0.00"},{"v":0,"d":"0.00"},{"v":0,"d":"0.00"}]
[{"$nulls":7},"",{"v":0,"d":"0.00"},{"v":0,"d":"0.00"},{"v":0,"d":"0.00"},{"v":0,"d":"0.00"},{"v":0,"d":"0.00"},{"v":0,"d":"0.00"},{"v":0,"d":"0.00"}]
[{"$nulls":7},"",{"v":0,"d":"0.00"},{"v":0,"d":"0.00"},{"v":0,"d":"0.00"},{"v":0,"d":"0.00"},{"v":0,"d":"0.00"},{"v":0,"d":"0.00"},{"v":0,"d":"0.00"}]
[{"$nulls":7},"",{"v":0,"d":"0.00"},{"v":0,"d":"0.00"},{"v":0,"d":"0.00"},{"v":0,"d":"0.00"},{"v":0,"d":"0.00"},{"v":0,"d":"0.00"},{"v":0,"d":"0.00"}]
[{"$nulls":7},"",{"v":0,"d":"0.00"},{"v":0,"d":"0.00"},{"v":0,"d":"0.00"},{"v":0,"d":"0.00"},{"v":0,"d":"0.00"},{"v":0,"d":"0.00"},{"v":0,"d":"0.00"}]
[{"$nulls":7},"",{"v":0,"d":"0.00"},{"v":0,"d":"0.00"},{"v":0,"d":"0.00"},{"v":0,"d":"0.00"},{"v":0,"d":"0.00"},{"v":0,"d":"0.00"},{"v":0,"d":"0.00"}]
[{"$nulls":7},"",{"v":0,"d":"0.00"},{"v":0,"d":"0.00"},{"v":0,"d":"0.00"},{"v":0,"d":"0.00"},{"v":0,"d":"0.00"},{"v":0,"d":"0.00"},{"v":0,"d":"0.00"}]
[{"$nulls":7},"",{"v":0,"d":"0.00"},{"v":0,"d":"0.00"},{"v":0,"d":"0.00"},{"v":0,"d":"0.00"},{"v":0,"d":"0.00"},{"v":0,"d":"0.00"},{"v":0,"d":"0.00"}]
[{"$nulls":7},"",{"v":0,"d":"0.00"},{"v":0,"d":"0.00"},{"v":0,"d":"0.00"},{"v":0,"d":"0.00"},{"v":0,"d":"0.00"},{"v":0,"d":"0.00"},{"v":0,"d":"0.00"}]
[{"$nulls":7},"",{"v":0,"d":"0.00"},{"v":0,"d":"0.00"},{"v":0,"d":"0.00"},{"v":0,"d":"0.00"},{"v":0,"d":"0.00"},{"v":0,"d":"0.00"},{"v":0,"d":"0.00"}]
[{"$nulls":7},"",{"v":0,"d":"0.00"},{"v":0,"d":"0.00"},{"v":0,"d":"0.00"},{"v":0,"d":"0.00"},{"v":0,"d":"0.00"},{"v":0,"d":"0.00"},{"v":0,"d":"0.00"}]
[{"$nulls":7},"",{"v":0,"d":"0.00"},{"v":0,"d":"0.00"},{"v":0,"d":"0.00"},{"v":0,"d":"0.00"},{"v":0,"d":"0.00"},{"v":0,"d":"0.00"},{"v":0,"d":"0.00"}]
[{"$nulls":7},"",{"v":0,"d":"0.00"},{"v":0,"d":"0.00"},{"v":0,"d":"0.00"},{"v":0,"d":"0.00"},{"v":0,"d":"0.00"},{"v":0,"d":"0.00"},{"v":0,"d":"0.00"}]
[{"$nulls":7},"",{"v":0,"d":"0.00"},{"v":0,"d":"0.00"},{"v":0,"d":"0.00"},{"v":0,"d":"0.00"},{"v":0,"d":"0.00"},{"v":0,"d":"0.00"},{"v":0,"d":"0.00"}]
[{"$nulls":7},"",{"v":0,"d":"0.00"},{"v":0,"d":"0.00"},{"v":0,"d":"0.00"},{"v":0,"d":"0.00"},{"v":0,"d":"0.00"},{"v":0,"d":"0.00"},{"v":0,"d":"0.00"}]
[{"$nulls":7},"",{"v":0,"d":"0.00"},{"v":0,"d":"0.00"},{"v":0,"d":"0.00"},{"v":0,"d":"0.00"},{"v":0,"d":"0.00"},{"v":0,"d":"0.00"},{"v":0,"d":"0.00"}]
[{"$nulls":7},"",{"v":0,"d":"0.00"},{"v":0,"d":"0.00"},{"v":0,"d":"0.00"},{"v":0,"d":"0.00"},{"v":0,"d":"0.00"},{"v":0,"d":"0.00"},{"v":0,"d":"0.00"}]
[{"$nulls":7},"",{"v":0,"d":"0.00"},{"v":0,"d":"0.00"},{"v":0,"d":"0.00"},{"v":0,"d":"0.00"},{"v":0,"d":"0.00"},{"v":0,"d":"0.00"},{"v":0,"d":"0.00"}]
[{"$nulls":7},"",{"v":0,"d":"0.00"},{"v":0,"d":"0.00"},{"v":0,"d":"0.00"},{"v":0,"d":"0.00"},{"v":0,"d":"0.00"},{"v":0,"d":"0.00"},{"v":0,"d":"0.00"}]
[{"$nulls":7},"",{"v":0,"d":"0.00"},{"v":0,"d":"0.00"},{"v":0,"d":"0.00"},{"v":0,"d":"0.00"},{"v":0,"d":"0.00"},{"v":0,"d":"0.00"},{"v":0,"d":"0.00"}]
[{"$nulls":7},"",{"v":0,"d":"0.00"},{"v":0,"d":"0.00"},{"v":0,"d":"0.00"},{"v":0,"d":"0.00"},{"v":0,"d":"0.00"},{"v":0,"d":"0.00"},{"v":0,"d":"0.00"}]
[{"$nulls":7},"",{"v":0,"d":"0.00"},{"v":0,"d":"0.00"},{"v":0,"d":"0.00"},{"v":0,"d":"0.00"},{"v":0,"d":"0.00"},{"v":0,"d":"0.00"},{"v":0,"d":"0.00"}]
[{"$nulls":7},"",{"v":0,"d":"0.00"},{"v":0,"d":"0.00"},{"v":0,"d":"0.00"},{"v":0,"d":"0.00"},{"v":0,"d":"0.00"},{"v":0,"d":"0.00"},{"v":0,"d":"0.00"}]
[{"$nulls":7},"",{"v":0,"d":"0.00"},{"v":0,"d":"0.00"},{"v":0,"d":"0.00"},{"v":0,"d":"0.00"},{"v":0,"d":"0.00"},{"v":0,"d":"0.00"},{"v":0,"d":"0.00"}]
[{"$nulls":7},"",{"v":0,"d":"0.00"},{"v":0,"d":"0.00"},{"v":0,"d":"0.00"},{"v":0,"d":"0.00"},{"v":0,"d":"0.00"},{"v":0,"d":"0.00"},{"v":0,"d":"0.00"}]
[{"$nulls":7},"",{"v":0,"d":"0.00"},{"v":0,"d":"0.00"},{"v":0,"d":"0.00"},{"v":0,"d":"0.00"},{"v":0,"d":"0.00"},{"v":0,"d":"0.00"},{"v":0,"d":"0.00"}]
[{"$nulls":7},"",{"v":0,"d":"0.00"},{"v":0,"d":"0.00"},{"v":0,"d":"0.00"},{"v":0,"d":"0.00"},{"v":0,"d":"0.00"},{"v":0,"d":"0.00"},{"v":0,"d":"0.00"}]
[{"$nulls":7},"",{"v":0,"d":"0.00"},{"v":0,"d":"0.00"},{"v":0,"d":"0.00"},{"v":0,"d":"0.00"},{"v":0,"d":"0.00"},{"v":0,"d":"0.00"},{"v":0,"d":"0.00"}]
[{"$nulls":7},"",{"v":0,"d":"0.00"},{"v":0,"d":"0.00"},{"v":0,"d":"0.00"},{"v":0,"d":"0.00"},{"v":0,"d":"0.00"},{"v":0,"d":"0.00"},{"v":0,"d":"0.00"}]
[{"$nulls":7},"",{"v":0,"d":"0.00"},{"v":0,"d":"0.00"},{"v":0,"d":"0.00"},{"v":0,"d":"0.00"},{"v":0,"d":"0.00"},{"v":0,"d":"0.00"},{"v":0,"d":"0.00"}]
[{"$nulls":7},"",{"v":0,"d":"0.00"},{"v":0,"d":"0.00"},{"v":0,"d":"0.00"},{"v":0,"d":"0.00"},{"v":0,"d":"0.00"},{"v":0,"d":"0.00"},{"v":0,"d":"0.00"}]
[{"$nulls":7},"",{"v":0,"d":"0.00"},{"v":0,"d":"0.00"},{"v":0,"d":"0.00"},{"v":0,"d":"0.00"},{"v":0,"d":"0.00"},{"v":0,"d":"0.00"},{"v":0,"d":"0.00"}]
[{"$nulls":7},"",{"v":0,"d":"0.00"},{"v":0,"d":"0.00"},{"v":0,"d":"0.00"},{"v":0,"d":"0.00"},{"v":0,"d":"0.00"},{"v":0,"d":"0.00"},{"v":0,"d":"0.00"}]
[{"$nulls":7},"",{"v":0,"d":"0.00"},{"v":0,"d":"0.00"},{"v":0,"d":"0.00"},{"v":0,"d":"0.00"},{"v":0,"d":"0.00"},{"v":0,"d":"0.00"},{"v":0,"d":"0.00"}]
[{"$nulls":7},"",{"v":0,"d":"0.00"},{"v":0,"d":"0.00"},{"v":0,"d":"0.00"},{"v":0,"d":"0.00"},{"v":0,"d":"0.00"},{"v":0,"d":"0.00"},{"v":0,"d":"0.00"}]
[{"$nulls":7},"",{"v":0,"d":"0.00"},{"v":0,"d":"0.00"},{"v":0,"d":"0.00"},{"v":0,"d":"0.00"},{"v":0,"d":"0.00"},{"v":0,"d":"0.00"},{"v":0,"d":"0.00"}]
[{"$nulls":7},"",{"v":0,"d":"0.00"},{"v":0,"d":"0.00"},{"v":0,"d":"0.00"},{"v":0,"d":"0.00"},{"v":0,"d":"0.00"},{"v":0,"d":"0.00"},{"v":0,"d":"0.00"}]
[{"$nulls":7},"",{"v":0,"d":"0.00"},{"v":0,"d":"0.00"},{"v":0,"d":"0.00"},{"v":0,"d":"0.00"},{"v":0,"d":"0.00"},{"v":0,"d":"0.00"},{"v":0,"d":"0.00"}]
[{"$nulls":7},"",{"v":0,"d":"0.00"},{"v":0,"d":"0.00"},{"v":0,"d":"0.00"},{"v":0,"d":"0.00"},{"v":0,"d":"0.00"},{"v":0,"d":"0.00"},{"v":0,"d":"0.00"}]
[{"$nulls":7},"",{"v":0,"d":"0.00"},{"v":0,"d":"0.00"},{"v":0,"d":"0.00"},{"v":0,"d":"0.00"},{"v":0,"d":"0.00"},{"v":0,"d":"0.00"},{"v":0,"d":"0.00"}]
[{"$nulls":7},"",{"v":0,"d":"0.00"},{"v":0,"d":"0.00"},{"v":0,"d":"0.00"},{"v":0,"d":"0.00"},{"v":0,"d":"0.00"},{"v":0,"d":"0.00"},{"v":0,"d":"0.00"}]
[{"$nulls":7},"",{"v":0,"d":"0.00"},{"v":0,"d":"0.00"},{"v":0,"d":"0.00"},{"v":0,"d":"0.00"},{"v":0,"d":"0.00"},{"v":0,"d":"0.00"},{"v":0,"d":"0.00"}]
[{"$nulls":7},"",{"v":0,"d":"0.00"},{"v":0,"d":"0.00"},{"v":0,"d":"0.00"},{"v":0,"d":"0.00"},{"v":0,"d":"0.00"},{"v":0,"d":"0.00"},{"v":0,"d":"0.00"}]
[{"$nulls":7},"",{"v":0,"d":"0.00"},{"v":0,"d":"0.00"},{"v":0,"d":"0.00"},{"v":0,"d":"0.00"},{"v":0,"d":"0.00"},{"v":0,"d":"0.00"},{"v":0,"d":"0.00"}]
[{"$nulls":7},"",{"v":0,"d":"0.00"},{"v":0,"d":"0.00"},{"v":0,"d":"0.00"},{"v":0,"d":"0.00"},{"v":0,"d":"0.00"},{"v":0,"d":"0.00"},{"v":0,"d":"0.00"}]
[{"$nulls":7},"",{"v":0,"d":"0.00"},{"v":0,"d":"0.00"},{"v":0,"d":"0.00"},{"v":0,"d":"0.00"},{"v":0,"d":"0.00"},{"v":0,"d":"0.00"},{"v":0,"d":"0.00"}]
[{"$nulls":7},"",{"v":0,"d":"0.00"},{"v":0,"d":"0.00"},{"v":0,"d":"0.00"},{"v":0,"d":"0.00"},{"v":0,"d":"0.00"},{"v":0,"d":"0.00"},{"v":0,"d":"0.00"}]
[{"$nulls":7},"",{"v":0,"d":"0.00"},{"v":0,"d":"0.00"},{"v":0,"d":"0.00"},{"v":0,"d":"0.00"},{"v":0,"d":"0.00"},{"v":0,"d":"0.00"},{"v":0,"d":"0.00"}]
[{"$nulls":7},"",{"v":0,"d":"0.00"},{"v":0,"d":"0.00"},{"v":0,"d":"0.00"},{"v":0,"d":"0.00"},{"v":0,"d":"0.00"},{"v":0,"d":"0.00"},{"v":0,"d":"0.00"}]
[{"$nulls":7},"",{"v":0,"d":"0.00"},{"v":0,"d":"0.00"},{"v":0,"d":"0.00"},{"v":0,"d":"0.00"},{"v":0,"d":"0.00"},{"v":0,"d":"0.00"},{"v":0,"d":"0.00"}]
[{"$nulls":7},"",{"v":0,"d":"0.00"},{"v":0,"d":"0.00"},{"v":0,"d":"0.00"},{"v":0,"d":"0.00"},{"v":0,"d":"0.00"},{"v":0,"d":"0.00"},{"v":0,"d":"0.00"}]
[{"$nulls":7},"",{"v":0,"d":"0.00"},{"v":0,"d":"0.00"},{"v":0,"d":"0.00"},{"v":0,"d":"0.00"},{"v":0,"d":"0.00"},{"v":0,"d":"0.00"},{"v":0,"d":"0.00"}]
[{"$nulls":7},"",{"v":0,"d":"0.00"},{"v":0,"d":"0.00"},{"v":0,"d":"0.00"},{"v":0,"d":"0.00"},{"v":0,"d":"0.00"},{"v":0,"d":"0.00"},{"v":0,"d":"0.00"}]
[{"$nulls":7},"",{"v":0,"d":"0.00"},{"v":0,"d":"0.00"},{"v":0,"d":"0.00"},{"v":0,"d":"0.00"},{"v":0,"d":"0.00"},{"v":0,"d":"0.00"},{"v":0,"d":"0.00"}]
[{"$nulls":7},"",{"v":0,"d":"0.00"},{"v":0,"d":"0.00"},{"v":0,"d":"0.00"},{"v":0,"d":"0.00"},{"v":0,"d":"0.00"},{"v":0,"d":"0.00"},{"v":0,"d":"0.00"}]
[{"$nulls":7},"",{"v":0,"d":"0.00"},{"v":0,"d":"0.00"},{"v":0,"d":"0.00"},{"v":0,"d":"0.00"},{"v":0,"d":"0.00"},{"v":0,"d":"0.00"},{"v":0,"d":"0.00"}]
[{"$nulls":7},"",{"v":0,"d":"0.00"},{"v":0,"d":"0.00"},{"v":0,"d":"0.00"},{"v":0,"d":"0.00"},{"v":0,"d":"0.00"},{"v":0,"d":"0.00"},{"v":0,"d":"0.00"}]
[{"$nulls":7},"",{"v":0,"d":"0.00"},{"v":0,"d":"0.00"},{"v":0,"d":"0.00"},{"v":0,"d":"0.00"},{"v":0,"d":"0.00"},{"v":0,"d":"0.00"},{"v":0,"d":"0.00"}]
[{"$nulls":7},"",{"v":0,"d":"0.00"},{"v":0,"d":"0.00"},{"v":0,"d":"0.00"},{"v":0,"d":"0.00"},{"v":0,"d":"0.00"},{"v":0,"d":"0.00"},{"v":0,"d":"0.00"}]
[{"$nulls":7},"",{"v":0,"d":"0.00"},{"v":0,"d":"0.00"},{"v":0,"d":"0.00"},{"v":0,"d":"0.00"},{"v":0,"d":"0.00"},{"v":0,"d":"0.00"},{"v":0,"d":"0.00"}]
[{"$nulls":7},"",{"v":0,"d":"0.00"},{"v":0,"d":"0.00"},{"v":0,"d":"0.00"},{"v":0,"d":"0.00"},{"v":0,"d":"0.00"},{"v":0,"d":"0.00"},{"v":0,"d":"0.00"}]
[{"$nulls":7},"",{"v":0,"d":"0.00"},{"v":0,"d":"0.00"},{"v":0,"d":"0.00"},{"v":0,"d":"0.00"},{"v":0,"d":"0.00"},{"v":0,"d":"0.00"},{"v":0,"d":"0.00"}]
[{"$nulls":7},"",{"v":0,"d":"0.00"},{"v":0,"d":"0.00"},{"v":0,"d":"0.00"},{"v":0,"d":"0.00"},{"v":0,"d":"0.00"},{"v":0,"d":"0.00"},{"v":0,"d":"0.00"}]
[{"$nulls":7},"",{"v":0,"d":"0.00"},{"v":0,"d":"0.00"},{"v":0,"d":"0.00"},{"v":0,"d":"0.00"},{"v":0,"d":"0.00"},{"v":0,"d":"0.00"},{"v":0,"d":"0.00"}]
[{"$nulls":7},"",{"v":0,"d":"0.00"},{"v":0,"d":"0.00"},{"v":0,"d":"0.00"},{"v":0,"d":"0.00"},{"v":0,"d":"0.00"},{"v":0,"d":"0.00"},{"v":0,"d":"0.00"}]
[{"$nulls":7},"",{"v":0,"d":"0.00"},{"v":0,"d":"0.00"},{"v":0,"d":"0.00"},{"v":0,"d":"0.00"},{"v":0,"d":"0.00"},{"v":0,"d":"0.00"},{"v":0,"d":"0.00"}]
[{"$nulls":7},"",{"v":0,"d":"0.00"},{"v":0,"d":"0.00"},{"v":0,"d":"0.00"},{"v":0,"d":"0.00"},{"v":0,"d":"0.00"},{"v":0,"d":"0.00"},{"v":0,"d":"0.00"}]
[{"$nulls":7},"",{"v":0,"d":"0.00"},{"v":0,"d":"0.00"},{"v":0,"d":"0.00"},{"v":0,"d":"0.00"},{"v":0,"d":"0.00"},{"v":0,"d":"0.00"},{"v":0,"d":"0.00"}]
[{"$nulls":7},"",{"v":0,"d":"0.00"},{"v":0,"d":"0.00"},{"v":0,"d":"0.00"},{"v":0,"d":"0.00"},{"v":0,"d":"0.00"},{"v":0,"d":"0.00"},{"v":0,"d":"0.00"}]
[{"$nulls":7},"",{"v":0,"d":"0.00"},{"v":0,"d":"0.00"},{"v":0,"d":"0.00"},{"v":0,"d":"0.00"},{"v":0,"d":"0.00"},{"v":0,"d":"0.00"},{"v":0,"d":"0.00"}]
[{"$nulls":7},"",{"v":0,"d":"0.00"},{"v":0,"d":"0.00"},{"v":0,"d":"0.00"},{"v":0,"d":"0.00"},{"v":0,"d":"0.00"},{"v":0,"d":"0.00"},{"v":0,"d":"0.00"}]
[{"$nulls":7},"",{"v":0,"d":"0.00"},{"v":0,"d":"0.00"},{"v":0,"d":"0.00"},{"v":0,"d":"0.00"},{"v":0,"d":"0.00"},{"v":0,"d":"0.00"},{"v":0,"d":"0.00"}]
[{"$nulls":7},"",{"v":0,"d":"0.00"},{"v":0,"d":"0.00"},{"v":0,"d":"0.00"},{"v":0,"d":"0.00"},{"v":0,"d":"0.00"},{"v":0,"d":"0.00"},{"v":0,"d":"0.00"}]
[{"$nulls":7},"",{"v":0,"d":"0.00"},{"v":0,"d":"0.00"},{"v":0,"d":"0.00"},{"v":0,"d":"0.00"},{"v":0,"d":"0.00"},{"v":0,"d":"0.00"},{"v":0,"d":"0.00"}]
[{"$nulls":7},"",{"v":0,"d":"0.00"},{"v":0,"d":"0.00"},{"v":0,"d":"0.00"},{"v":0,"d":"0.00"},{"v":0,"d":"0.00"},{"v":0,"d":"0.00"},{"v":0,"d":"0.00"}]
[{"$nulls":7},"",{"v":0,"d":"0.00"},{"v":0,"d":"0.00"},{"v":0,"d":"0.00"},{"v":0,"d":"0.00"},{"v":0,"d":"0.00"},{"v":0,"d":"0.00"},{"v":0,"d":"0.00"}]
[{"$nulls":7},"",{"v":0,"d":"0.00"},{"v":0,"d":"0.00"},{"v":0,"d":"0.00"},{"v":0,"d":"0.00"},{"v":0,"d":"0.00"},{"v":0,"d":"0.00"},{"v":0,"d":"0.00"}]
[{"$nulls":7},"",{"v":0,"d":"0.00"},{"v":0,"d":"0.00"},{"v":0,"d":"0.00"},{"v":0,"d":"0.00"},{"v":0,"d":"0.00"},{"v":0,"d":"0.00"},{"v":0,"d":"0.00"}]
[{"$nulls":7},"",{"v":0,"d":"0.00"},{"v":0,"d":"0.00"},{"v":0,"d":"0.00"},{"v":0,"d":"0.00"},{"v":0,"d":"0.00"},{"v":0,"d":"0.00"},{"v":0,"d":"0.00"}]
[{"$nulls":7},"",{"v":0,"d":"0.00"},{"v":0,"d":"0.00"},{"v":0,"d":"0.00"},{"v":0,"d":"0.00"},{"v":0,"d":"0.00"},{"v":0,"d":"0.00"},{"v":0,"d":"0.00"}]
[{"$nulls":7},"",{"v":0,"d":"0.00"},{"v":0,"d":"0.00"},{"v":0,"d":"0.00"},{"v":0,"d":"0.00"},{"v":0,"d":"0.00"},{"v":0,"d":"0.00"},{"v":0,"d":"0.00"}]
[{"$nulls":7},"",{"v":0,"d":"0.00"},{"v":0,"d":"0.00"},{"v":0,"d":"0.00"},{"v":0,"d":"0.00"},{"v":0,"d":"0.00"},{"v":0,"d":"0.00"},{"v":0,"d":"0.00"}]
[{"$nulls":7},"",{"v":0,"d":"0.00"},{"v":0,"d":"0.00"},{"v":0,"d":"0.00"},{"v":0,"d":"0.00"},{"v":0,"d":"0.00"},{"v":0,"d":"0.00"},{"v":0,"d":"0.00"}]
[{"$nulls":7},"",{"v":0,"d":"0.00"},{"v":0,"d":"0.00"},{"v":0,"d":"0.00"},{"v":0,"d":"0.00"},{"v":0,"d":"0.00"},{"v":0,"d":"0.00"},{"v":0,"d":"0.00"}]
[{"$nulls":7},"",{"v":0,"d":"0.00"},{"v":0,"d":"0.00"},{"v":0,"d":"0.00"},{"v":0,"d":"0.00"},{"v":0,"d":"0.00"},{"v":0,"d":"0.00"},{"v":0,"d":"0.00"}]
[{"$nulls":7},"",{"v":0,"d":"0.00"},{"v":0,"d":"0.00"},{"v":0,"d":"0.00"},{"v":0,"d":"0.00"},{"v":0,"d":"0.00"},{"v":0,"d":"0.00"},{"v":0,"d":"0.00"}]
[{"$nulls":7},"",{"v":0,"d":"0.00"},{"v":0,"d":"0.00"},{"v":0,"d":"0.00"},{"v":0,"d":"0.00"},{"v":0,"d":"0.00"},{"v":0,"d":"0.00"},{"v":0,"d":"0.00"}]
[{"$nulls":7},"",{"v":0,"d":"0.00"},{"v":0,"d":"0.00"},{"v":0,"d":"0.00"},{"v":0,"d":"0.00"},{"v":0,"d":"0.00"},{"v":0,"d":"0.00"},{"v":0,"d":"0.00"}]
[{"$nulls":7},"",{"v":0,"d":"0.00"},{"v":0,"d":"0.00"},{"v":0,"d":"0.00"},{"v":0,"d":"0.00"},{"v":0,"d":"0.00"},{"v":0,"d":"0.00"},{"v":0,"d":"0.00"}]
[{"$nulls":7},"",{"v":0,"d":"0.00"},{"v":0,"d":"0.00"},{"v":0,"d":"0.00"},{"v":0,"d":"0.00"},{"v":0,"d":"0.00"},{"v":0,"d":"0.00"},{"v":0,"d":"0.00"}]
[{"$nulls":7},"",{"v":0,"d":"0.00"},{"v":0,"d":"0.00"},{"v":0,"d":"0.00"},{"v":0,"d":"0.00"},{"v":0,"d":"0.00"},{"v":0,"d":"0.00"},{"v":0,"d":"0.00"}]
[{"$nulls":7},"",{"v":0,"d":"0.00"},{"v":0,"d":"0.00"},{"v":0,"d":"0.00"},{"v":0,"d":"0.00"},{"v":0,"d":"0.00"},{"v":0,"d":"0.00"},{"v":0,"d":"0.00"}]
[{"$nulls":7},"",{"v":0,"d":"0.00"},{"v":0,"d":"0.00"},{"v":0,"d":"0.00"},{"v":0,"d":"0.00"},{"v":0,"d":"0.00"},{"v":0,"d":"0.00"},{"v":0,"d":"0.00"}]
[{"$nulls":7},"",{"v":0,"d":"0.00"},{"v":0,"d":"0.00"},{"v":0,"d":"0.00"},{"v":0,"d":"0.00"},{"v":0,"d":"0.00"},{"v":0,"d":"0.00"},{"v":0,"d":"0.00"}]
[{"$nulls":7},"",{"v":0,"d":"0.00"},{"v":0,"d":"0.00"},{"v":0,"d":"0.00"},{"v":0,"d":"0.00"},{"v":0,"d":"0.00"},{"v":0,"d":"0.00"},{"v":0,"d":"0.00"}]
[{"$nulls":7},"",{"v":0,"d":"0.00"},{"v":0,"d":"0.00"},{"v":0,"d":"0.00"},{"v":0,"d":"0.00"},{"v":0,"d":"0.00"},{"v":0,"d":"0.00"},{"v":0,"d":"0.00"}]
[{"$nulls":7},"",{"v":0,"d":"0.00"},{"v":0,"d":"0.00"},{"v":0,"d":"0.00"},{"v":0,"d":"0.00"},{"v":0,"d":"0.00"},{"v":0,"d":"0.00"},{"v":0,"d":"0.00"}]
[{"$nulls":7},"",{"v":0,"d":"0.00"},{"v":0,"d":"0.00"},{"v":0,"d":"0.00"},{"v":0,"d":"0.00"},{"v":0,"d":"0.00"},{"v":0,"d":"0.00"},{"v":0,"d":"0.00"}]
[{"$nulls":7},"",{"v":0,"d":"0.00"},{"v":0,"d":"0.00"},{"v":0,"d":"0.00"},{"v":0,"d":"0.00"},{"v":0,"d":"0.00"},{"v":0,"d":"0.00"},{"v":0,"d":"0.00"}]
[{"$nulls":7},"",{"v":0,"d":"0.00"},{"v":0,"d":"0.00"},{"v":0,"d":"0.00"},{"v":0,"d":"0.00"},{"v":0,"d":"0.00"},{"v":0,"d":"0.00"},{"v":0,"d":"0.00"}]
[{"$nulls":7},"",{"v":0,"d":"0.00"},{"v":0,"d":"0.00"},{"v":0,"d":"0.00"},{"v":0,"d":"0.00"},{"v":0,"d":"0.00"},{"v":0,"d":"0.00"},{"v":0,"d":"0.00"}]
[{"$nulls":7},"",{"v":0,"d":"0.00"},{"v":0,"d":"0.00"},{"v":0,"d":"0.00"},{"v":0,"d":"0.00"},{"v":0,"d":"0.00"},{"v":0,"d":"0.00"},{"v":0,"d":"0.00"}]

{"sheet":"Ventanas","index":10,"n_rows":150,"n_cols":15,"rows_kept":150,"hidden":true,"read":"bin_skipped_in_rows","flags":["formulas_cached_only","records_skipped"],"rows_in_doubt":{"n":0,"rows":[]},"rows_in_doubt_other":4}
["Concepto"," Cal_positivo"," Cal_negativo"," Cal_neto"," Ref_positivo"," Ref_negativo"," Ref_neto",null,"m2"," Cal_positivo"," Cal_negativo"," Cal_neto"," Ref_positivo"," Ref_negativo"," Ref_neto"]
["Transmisión Ventanas",0.297776,-6.513302,-6.215526,2.354636,-0.483459,1.871177,1,{"v":76.306793,"d":"76.31"},{"v":22.722331592367997,"d":"22.72"},{"v":-497.00918746048603,"d":"-497.01"},{"v":-474.286855868118,"d":"-474.29"},{"v":179.67472184234802,"d":"179.67"},{"v":-36.891205836987,"d":"-36.89"},{"v":142.783516005361,"d":"142.78"}]
["Transmisión Ventanas",0.35272,-4.735689,-4.38297,1.636106,-0.155086,1.48102,2,{"v":35.180943,"d":"35.18"},{"v":12.409022214959998,"d":"12.41"},{"v":-166.60600477472698,"d":"-166.61"},{"v":-154.19701774071,"d":"-154.20"},{"v":57.559751927958004,"d":"57.56"},{"v":-5.456071726098,"d":"-5.46"},{"v":52.10368020186,"d":"52.10"}]
["Transmisión Ventanas",0.275512,-7.226825,-6.951314,2.515746,-0.545315,1.970431,3,{"v":74.447464,"d":"74.45"},{"v":20.511169701567997,"d":"20.51"},{"v":-538.0187940218,"d":"-538.02"},{"v":-517.507698767696,"d":"-517.51"},{"v":187.290909768144,"d":"187.29"},{"v":-40.597318831159996,"d":"-40.60"},{"v":146.693590936984,"d":"146.69"}]
["Transmisión Ventanas",0.460313,-7.873486,-7.413172,2.892169,-1.592218,1.299951,4,{"v":41.534649,"d":"41.53"},{"v":19.118938885137002,"d":"19.12"},{"v":-327.022477416414,"d":"-327.02"},{"v":-307.903496996628,"d":"-307.90"},{"v":120.125224263681,"d":"120.13"},{"v":-66.132215761482,"d":"-66.13"},{"v":53.993008502199004,"d":"53.99"}]
["Transmisión Ventanas",0.251295,-9.584934,-9.333638,2.333775,-0.543519,1.790256,5,{"v":95.56221,"d":"95.56"},{"v":24.014305561949996,"d":"24.01"},{"v":-915.95747574414,"d":"-915.96"},{"v":-891.9430746199799,"d":"-891.94"},{"v":223.02069664275,"d":"223.02"},{"v":-51.939876816989994,"d":"-51.94"},{"v":171.08081982576,"d":"171.08"}]
["Transmisión Ventanas",0.25971,-9.303409,-9.0437,2.326441,-0.652349,1.674092,6,{"v":95.448708,"d":"95.45"},{"v":24.78898395468,"d":"24.79"},{"v":-887.998369045572,"d":"-888.00"},{"v":-863.2094805395999,"d":"-863.21"},{"v":222.05578768822798,"d":"222.06"},{"v":-62.265869215091996,"d":"-62.27"},{"v":159.789918473136,"d":"159.79"}]
["Transmisión Ventanas",0.0423,-11.255799,-11.213499,4.381097,-4.157582,0.223516,7,{"v":96.139519,"d":"96.14"},{"v":4.0667016537,"d":"4.07"},{"v":-1082.127101820681,"d":"-1082.13"},{"v":-1078.060400166981,"d":"-1078.06"},{"v":421.196558272343,"d":"421.20"},{"v":-399.707933683058,"d":"-399.71"},{"v":21.488720728804,"d":"21.49"}]
["Transmisión Ventanas",0.077876,-12.905928,-12.828051,4.187959,-4.123417,0.064542,8,{"v":95.44915,"d":"95.45"},{"v":7.4331980054,"d":"7.43"},{"v":-1231.8598575612,"d":"-1231.86"},{"v":-1224.4265641066502,"d":"-1224.43"},{"v":399.73712678485003,"d":"399.74"},{"v":-393.57664774555,"d":"-393.58"},{"v":6.1604790393,"d":"6.16"}]
["Transmisión Ventanas",0.045438,-10.701609,-10.656171,4.297462,-4.132229,0.165233,9,{"v":96.139214,"d":"96.14"},{"v":4.368373605732,"d":"4.37"},{"v":-1028.844277795326,"d":"-1028.84"},{"v":-1024.475904189594,"d":"-1024.48"},{"v":413.154618874868,"d":"413.15"},{"v":-397.2692481280059,"d":"-397.27"},{"v":15.885370746861998,"d":"15.89"}]
["Transmisión Ventanas",0.073386,-13.453201,-13.379815,4.232494,-4.171583,0.060912,10,{"v":95.56221,"d":"95.56"},{"v":7.0129283430600005,"d":"7.01"},{"v":-1285.61761913421,"d":"-1285.62"},{"v":-1278.60469079115,"d":"-1278.60"},{"v":404.46648045174,"d":"404.47"},{"v":-398.64569067842996,"d":"-398.65"},{"v":5.82088533552,"d":"5.82"}]
["Transmisión Ventanas",0.168397,-9.631614,-9.463217,4.361861,-3.207378,1.154483,11,{"v":35.191116,"d":"35.19"},{"v":5.926078361052,"d":"5.93"},{"v":-338.94724554122405,"d":"-338.95"},{"v":-333.02116718017203,"d":"-333.02"},{"v":153.498756426876,"d":"153.50"},{"v":-112.871211253848,"d":"-112.87"},{"v":40.627545173028,"d":"40.63"}]
["Transmisión Ventanas",0.041268,-11.401219,-11.35995,4.945271,-3.738304,1.206967,12,{"v":96.139519,"d":"96.14"},{"v":3.967485670092,"d":"3.97"},{"v":-1096.107710673661,"d":"-1096.11"},{"v":-1092.14012886405,"d":"-1092.14"},{"v":475.435975264649,"d":"475.44"},{"v":-359.398748435776,"d":"-359.40"},{"v":116.037226828873,"d":"116.04"}]
["Transmisión Ventanas",0.068496,-11.868537,-11.800042,4.743431,-3.739885,1.003546,13,{"v":95.44915,"d":"95.45"},{"v":6.5378849784,"d":"6.54"},{"v":-1132.84176839355,"d":"-1132.84"},{"v":-1126.3039788643,"d":"-1126.30"},{"v":452.75645703365,"d":"452.76"},{"v":-356.96884434775,"d":"-356.97"},{"v":95.7876126859,"d":"95.79"}]
["Transmisión Ventanas",0.045308,-10.78983,-10.744522,4.851026,-3.709239,1.141788,14,{"v":96.139214,"d":"96.14"},{"v":4.355875507912,"d":"4.36"},{"v":-1037.32577539362,"d":"-1037.33"},{"v":-1032.969899885708,"d":"-1032.97"},{"v":466.373826733564,"d":"466.37"},{"v":-356.603321998146,"d":"-356.60"},{"v":109.770600874632,"d":"109.77"}]
["Transmisión Ventanas",0.062882,-12.36863,-12.305748,4.807261,-3.771018,1.036243,15,{"v":95.56221,"d":"95.56"},{"v":6.009142889219999,"d":"6.01"},{"v":-1181.9736174722998,"d":"-1181.97"},{"v":-1175.96447458308,"d":"-1175.96"},{"v":459.3924852068099,"d":"459.39"},{"v":-360.36681402978,"d":"-360.37"},{"v":99.02567117702999,"d":"99.03"}]
["Transmisión Ventanas",0.160789,-10.066606,-9.905817,4.912595,-2.963284,1.949311,16,{"v":35.191116,"d":"35.19"},{"v":5.658344350524,"d":"5.66"},{"v":-354.255099472296,"d":"-354.26"},{"v":-348.59675512177205,"d":"-348.60"},{"v":172.87970050602,"d":"172.88"},{"v":-104.281270984944,"d":"-104.28"},{"v":68.598429521076,"d":"68.60"}]
["Transmisión Ventanas",0.01988,-7.596365,-7.576485,2.674119,-1.767441,0.906678,17,{"v":96.139519,"d":"96.14"},{"v":1.91125363772,"d":"1.91"},{"v":-730.310877248435,"d":"-730.31"},{"v":-728.399623610715,"d":"-728.40"},{"v":257.08851440876106,"d":"257.09"},{"v":-169.92092760087903,"d":"-169.92"},{"v":87.167586807882,"d":"87.17"}]
["Transmisión Ventanas",0.009943,-9.744996,-9.735053,2.503701,-1.669061,0.83464,18,{"v":95.44915,"d":"95.45"},{"v":0.9490508984500001,"d":"0.95"},{"v":-930.1515849534001,"d":"-930.15"},{"v":-929.2025340549501,"d":"-929.20"},{"v":238.97613230415,"d":"238.98"},{"v":-159.31045374815,"d":"-159.31"},{"v":79.665678556,"d":"79.67"}]
["Transmisión Ventanas",0.023666,-7.14523,-7.121564,2.597156,-1.733255,0.863901,19,{"v":96.139214,"d":"96.14"},{"v":2.275230638524,"d":"2.28"},{"v":-686.93679604922,"d":"-686.94"},{"v":-684.661565410696,"d":"-684.66"},{"v":249.68853647538398,"d":"249.69"},{"v":-166.63377336156998,"d":"-166.63"},{"v":83.054763113814,"d":"83.05"}]
["Transmisión Ventanas",0.008959,-10.227077,-10.218119,2.567812,-1.71886,0.848952,20,{"v":95.56221,"d":"95.56"},{"v":0.8561418393899999,"d":"0.86"},{"v":-977.3220799601698,"d":"-977.32"},{"v":-976.4660336829899,"d":"-976.47"},{"v":245.38578958451998,"d":"245.39"},{"v":-164.2580602806,"d":"-164.26"},{"v":81.12772930391999,"d":"81.13"}]
["Transmisión Ventanas",0.020644,-8.305339,-8.284695,2.675443,-1.373725,1.301718,21,{"v":35.191116,"d":"35.19"},{"v":0.726485398704,"d":"0.73"},{"v":-292.274148168324,"d":"-292.27"},{"v":-291.54766276962,"d":"-291.55"},{"v":94.151824964388,"d":"94.15"},{"v":-48.34291582710001,"d":"-48.34"},{"v":45.808909137288,"d":"45.81"}]
[{"$nulls":7},"",{"v":0,"d":"0.00"},{"v":0,"d":"0.00"},{"v":0,"d":"0.00"},{"v":0,"d":"0.00"},{"v":0,"d":"0.00"},{"v":0,"d":"0.00"},{"v":0,"d":"0.00"}]
[{"$nulls":7},"",{"v":0,"d":"0.00"},{"v":0,"d":"0.00"},{"v":0,"d":"0.00"},{"v":0,"d":"0.00"},{"v":0,"d":"0.00"},{"v":0,"d":"0.00"},{"v":0,"d":"0.00"}]
[{"$nulls":7},"",{"v":0,"d":"0.00"},{"v":0,"d":"0.00"},{"v":0,"d":"0.00"},{"v":0,"d":"0.00"},{"v":0,"d":"0.00"},{"v":0,"d":"0.00"},{"v":0,"d":"0.00"}]
[{"$nulls":7},"",{"v":0,"d":"0.00"},{"v":0,"d":"0.00"},{"v":0,"d":"0.00"},{"v":0,"d":"0.00"},{"v":0,"d":"0.00"},{"v":0,"d":"0.00"},{"v":0,"d":"0.00"}]
[{"$nulls":7},"",{"v":0,"d":"0.00"},{"v":0,"d":"0.00"},{"v":0,"d":"0.00"},{"v":0,"d":"0.00"},{"v":0,"d":"0.00"},{"v":0,"d":"0.00"},{"v":0,"d":"0.00"}]
[{"$nulls":7},"",{"v":0,"d":"0.00"},{"v":0,"d":"0.00"},{"v":0,"d":"0.00"},{"v":0,"d":"0.00"},{"v":0,"d":"0.00"},{"v":0,"d":"0.00"},{"v":0,"d":"0.00"}]
[{"$nulls":7},"",{"v":0,"d":"0.00"},{"v":0,"d":"0.00"},{"v":0,"d":"0.00"},{"v":0,"d":"0.00"},{"v":0,"d":"0.00"},{"v":0,"d":"0.00"},{"v":0,"d":"0.00"}]
[{"$nulls":7},"",{"v":0,"d":"0.00"},{"v":0,"d":"0.00"},{"v":0,"d":"0.00"},{"v":0,"d":"0.00"},{"v":0,"d":"0.00"},{"v":0,"d":"0.00"},{"v":0,"d":"0.00"}]
[{"$nulls":7},"",{"v":0,"d":"0.00"},{"v":0,"d":"0.00"},{"v":0,"d":"0.00"},{"v":0,"d":"0.00"},{"v":0,"d":"0.00"},{"v":0,"d":"0.00"},{"v":0,"d":"0.00"}]
[{"$nulls":7},"",{"v":0,"d":"0.00"},{"v":0,"d":"0.00"},{"v":0,"d":"0.00"},{"v":0,"d":"0.00"},{"v":0,"d":"0.00"},{"v":0,"d":"0.00"},{"v":0,"d":"0.00"}]
[{"$nulls":7},"",{"v":0,"d":"0.00"},{"v":0,"d":"0.00"},{"v":0,"d":"0.00"},{"v":0,"d":"0.00"},{"v":0,"d":"0.00"},{"v":0,"d":"0.00"},{"v":0,"d":"0.00"}]
[{"$nulls":7},"",{"v":0,"d":"0.00"},{"v":0,"d":"0.00"},{"v":0,"d":"0.00"},{"v":0,"d":"0.00"},{"v":0,"d":"0.00"},{"v":0,"d":"0.00"},{"v":0,"d":"0.00"}]
[{"$nulls":7},"",{"v":0,"d":"0.00"},{"v":0,"d":"0.00"},{"v":0,"d":"0.00"},{"v":0,"d":"0.00"},{"v":0,"d":"0.00"},{"v":0,"d":"0.00"},{"v":0,"d":"0.00"}]
[{"$nulls":7},"",{"v":0,"d":"0.00"},{"v":0,"d":"0.00"},{"v":0,"d":"0.00"},{"v":0,"d":"0.00"},{"v":0,"d":"0.00"},{"v":0,"d":"0.00"},{"v":0,"d":"0.00"}]
[{"$nulls":7},"",{"v":0,"d":"0.00"},{"v":0,"d":"0.00"},{"v":0,"d":"0.00"},{"v":0,"d":"0.00"},{"v":0,"d":"0.00"},{"v":0,"d":"0.00"},{"v":0,"d":"0.00"}]
[{"$nulls":7},"",{"v":0,"d":"0.00"},{"v":0,"d":"0.00"},{"v":0,"d":"0.00"},{"v":0,"d":"0.00"},{"v":0,"d":"0.00"},{"v":0,"d":"0.00"},{"v":0,"d":"0.00"}]
[{"$nulls":7},"",{"v":0,"d":"0.00"},{"v":0,"d":"0.00"},{"v":0,"d":"0.00"},{"v":0,"d":"0.00"},{"v":0,"d":"0.00"},{"v":0,"d":"0.00"},{"v":0,"d":"0.00"}]
[{"$nulls":7},"",{"v":0,"d":"0.00"},{"v":0,"d":"0.00"},{"v":0,"d":"0.00"},{"v":0,"d":"0.00"},{"v":0,"d":"0.00"},{"v":0,"d":"0.00"},{"v":0,"d":"0.00"}]
[{"$nulls":7},"",{"v":0,"d":"0.00"},{"v":0,"d":"0.00"},{"v":0,"d":"0.00"},{"v":0,"d":"0.00"},{"v":0,"d":"0.00"},{"v":0,"d":"0.00"},{"v":0,"d":"0.00"}]
[{"$nulls":7},"",{"v":0,"d":"0.00"},{"v":0,"d":"0.00"},{"v":0,"d":"0.00"},{"v":0,"d":"0.00"},{"v":0,"d":"0.00"},{"v":0,"d":"0.00"},{"v":0,"d":"0.00"}]
[{"$nulls":7},"",{"v":0,"d":"0.00"},{"v":0,"d":"0.00"},{"v":0,"d":"0.00"},{"v":0,"d":"0.00"},{"v":0,"d":"0.00"},{"v":0,"d":"0.00"},{"v":0,"d":"0.00"}]
[{"$nulls":7},"",{"v":0,"d":"0.00"},{"v":0,"d":"0.00"},{"v":0,"d":"0.00"},{"v":0,"d":"0.00"},{"v":0,"d":"0.00"},{"v":0,"d":"0.00"},{"v":0,"d":"0.00"}]
[{"$nulls":7},"",{"v":0,"d":"0.00"},{"v":0,"d":"0.00"},{"v":0,"d":"0.00"},{"v":0,"d":"0.00"},{"v":0,"d":"0.00"},{"v":0,"d":"0.00"},{"v":0,"d":"0.00"}]
[{"$nulls":7},"",{"v":0,"d":"0.00"},{"v":0,"d":"0.00"},{"v":0,"d":"0.00"},{"v":0,"d":"0.00"},{"v":0,"d":"0.00"},{"v":0,"d":"0.00"},{"v":0,"d":"0.00"}]
[{"$nulls":7},"",{"v":0,"d":"0.00"},{"v":0,"d":"0.00"},{"v":0,"d":"0.00"},{"v":0,"d":"0.00"},{"v":0,"d":"0.00"},{"v":0,"d":"0.00"},{"v":0,"d":"0.00"}]
[{"$nulls":7},"",{"v":0,"d":"0.00"},{"v":0,"d":"0.00"},{"v":0,"d":"0.00"},{"v":0,"d":"0.00"},{"v":0,"d":"0.00"},{"v":0,"d":"0.00"},{"v":0,"d":"0.00"}]
[{"$nulls":7},"",{"v":0,"d":"0.00"},{"v":0,"d":"0.00"},{"v":0,"d":"0.00"},{"v":0,"d":"0.00"},{"v":0,"d":"0.00"},{"v":0,"d":"0.00"},{"v":0,"d":"0.00"}]
[{"$nulls":7},"",{"v":0,"d":"0.00"},{"v":0,"d":"0.00"},{"v":0,"d":"0.00"},{"v":0,"d":"0.00"},{"v":0,"d":"0.00"},{"v":0,"d":"0.00"},{"v":0,"d":"0.00"}]
[{"$nulls":7},"",{"v":0,"d":"0.00"},{"v":0,"d":"0.00"},{"v":0,"d":"0.00"},{"v":0,"d":"0.00"},{"v":0,"d":"0.00"},{"v":0,"d":"0.00"},{"v":0,"d":"0.00"}]
[{"$nulls":7},"",{"v":0,"d":"0.00"},{"v":0,"d":"0.00"},{"v":0,"d":"0.00"},{"v":0,"d":"0.00"},{"v":0,"d":"0.00"},{"v":0,"d":"0.00"},{"v":0,"d":"0.00"}]
[{"$nulls":7},"",{"v":0,"d":"0.00"},{"v":0,"d":"0.00"},{"v":0,"d":"0.00"},{"v":0,"d":"0.00"},{"v":0,"d":"0.00"},{"v":0,"d":"0.00"},{"v":0,"d":"0.00"}]
[{"$nulls":7},"",{"v":0,"d":"0.00"},{"v":0,"d":"0.00"},{"v":0,"d":"0.00"},{"v":0,"d":"0.00"},{"v":0,"d":"0.00"},{"v":0,"d":"0.00"},{"v":0,"d":"0.00"}]
[{"$nulls":7},"",{"v":0,"d":"0.00"},{"v":0,"d":"0.00"},{"v":0,"d":"0.00"},{"v":0,"d":"0.00"},{"v":0,"d":"0.00"},{"v":0,"d":"0.00"},{"v":0,"d":"0.00"}]
[{"$nulls":7},"",{"v":0,"d":"0.00"},{"v":0,"d":"0.00"},{"v":0,"d":"0.00"},{"v":0,"d":"0.00"},{"v":0,"d":"0.00"},{"v":0,"d":"0.00"},{"v":0,"d":"0.00"}]
[{"$nulls":7},"",{"v":0,"d":"0.00"},{"v":0,"d":"0.00"},{"v":0,"d":"0.00"},{"v":0,"d":"0.00"},{"v":0,"d":"0.00"},{"v":0,"d":"0.00"},{"v":0,"d":"0.00"}]
[{"$nulls":7},"",{"v":0,"d":"0.00"},{"v":0,"d":"0.00"},{"v":0,"d":"0.00"},{"v":0,"d":"0.00"},{"v":0,"d":"0.00"},{"v":0,"d":"0.00"},{"v":0,"d":"0.00"}]
[{"$nulls":7},"",{"v":0,"d":"0.00"},{"v":0,"d":"0.00"},{"v":0,"d":"0.00"},{"v":0,"d":"0.00"},{"v":0,"d":"0.00"},{"v":0,"d":"0.00"},{"v":0,"d":"0.00"}]
[{"$nulls":7},"",{"v":0,"d":"0.00"},{"v":0,"d":"0.00"},{"v":0,"d":"0.00"},{"v":0,"d":"0.00"},{"v":0,"d":"0.00"},{"v":0,"d":"0.00"},{"v":0,"d":"0.00"}]
[{"$nulls":7},"",{"v":0,"d":"0.00"},{"v":0,"d":"0.00"},{"v":0,"d":"0.00"},{"v":0,"d":"0.00"},{"v":0,"d":"0.00"},{"v":0,"d":"0.00"},{"v":0,"d":"0.00"}]
[{"$nulls":7},"",{"v":0,"d":"0.00"},{"v":0,"d":"0.00"},{"v":0,"d":"0.00"},{"v":0,"d":"0.00"},{"v":0,"d":"0.00"},{"v":0,"d":"0.00"},{"v":0,"d":"0.00"}]
[{"$nulls":7},"",{"v":0,"d":"0.00"},{"v":0,"d":"0.00"},{"v":0,"d":"0.00"},{"v":0,"d":"0.00"},{"v":0,"d":"0.00"},{"v":0,"d":"0.00"},{"v":0,"d":"0.00"}]
[{"$nulls":7},"",{"v":0,"d":"0.00"},{"v":0,"d":"0.00"},{"v":0,"d":"0.00"},{"v":0,"d":"0.00"},{"v":0,"d":"0.00"},{"v":0,"d":"0.00"},{"v":0,"d":"0.00"}]
[{"$nulls":7},"",{"v":0,"d":"0.00"},{"v":0,"d":"0.00"},{"v":0,"d":"0.00"},{"v":0,"d":"0.00"},{"v":0,"d":"0.00"},{"v":0,"d":"0.00"},{"v":0,"d":"0.00"}]
[{"$nulls":7},"",{"v":0,"d":"0.00"},{"v":0,"d":"0.00"},{"v":0,"d":"0.00"},{"v":0,"d":"0.00"},{"v":0,"d":"0.00"},{"v":0,"d":"0.00"},{"v":0,"d":"0.00"}]
[{"$nulls":7},"",{"v":0,"d":"0.00"},{"v":0,"d":"0.00"},{"v":0,"d":"0.00"},{"v":0,"d":"0.00"},{"v":0,"d":"0.00"},{"v":0,"d":"0.00"},{"v":0,"d":"0.00"}]
[{"$nulls":7},"",{"v":0,"d":"0.00"},{"v":0,"d":"0.00"},{"v":0,"d":"0.00"},{"v":0,"d":"0.00"},{"v":0,"d":"0.00"},{"v":0,"d":"0.00"},{"v":0,"d":"0.00"}]
[{"$nulls":7},"",{"v":0,"d":"0.00"},{"v":0,"d":"0.00"},{"v":0,"d":"0.00"},{"v":0,"d":"0.00"},{"v":0,"d":"0.00"},{"v":0,"d":"0.00"},{"v":0,"d":"0.00"}]
[{"$nulls":7},"",{"v":0,"d":"0.00"},{"v":0,"d":"0.00"},{"v":0,"d":"0.00"},{"v":0,"d":"0.00"},{"v":0,"d":"0.00"},{"v":0,"d":"0.00"},{"v":0,"d":"0.00"}]
[{"$nulls":7},"",{"v":0,"d":"0.00"},{"v":0,"d":"0.00"},{"v":0,"d":"0.00"},{"v":0,"d":"0.00"},{"v":0,"d":"0.00"},{"v":0,"d":"0.00"},{"v":0,"d":"0.00"}]
[{"$nulls":7},"",{"v":0,"d":"0.00"},{"v":0,"d":"0.00"},{"v":0,"d":"0.00"},{"v":0,"d":"0.00"},{"v":0,"d":"0.00"},{"v":0,"d":"0.00"},{"v":0,"d":"0.00"}]
[{"$nulls":7},"",{"v":0,"d":"0.00"},{"v":0,"d":"0.00"},{"v":0,"d":"0.00"},{"v":0,"d":"0.00"},{"v":0,"d":"0.00"},{"v":0,"d":"0.00"},{"v":0,"d":"0.00"}]
[{"$nulls":7},"",{"v":0,"d":"0.00"},{"v":0,"d":"0.00"},{"v":0,"d":"0.00"},{"v":0,"d":"0.00"},{"v":0,"d":"0.00"},{"v":0,"d":"0.00"},{"v":0,"d":"0.00"}]
[{"$nulls":7},"",{"v":0,"d":"0.00"},{"v":0,"d":"0.00"},{"v":0,"d":"0.00"},{"v":0,"d":"0.00"},{"v":0,"d":"0.00"},{"v":0,"d":"0.00"},{"v":0,"d":"0.00"}]
[{"$nulls":7},"",{"v":0,"d":"0.00"},{"v":0,"d":"0.00"},{"v":0,"d":"0.00"},{"v":0,"d":"0.00"},{"v":0,"d":"0.00"},{"v":0,"d":"0.00"},{"v":0,"d":"0.00"}]
[{"$nulls":7},"",{"v":0,"d":"0.00"},{"v":0,"d":"0.00"},{"v":0,"d":"0.00"},{"v":0,"d":"0.00"},{"v":0,"d":"0.00"},{"v":0,"d":"0.00"},{"v":0,"d":"0.00"}]
[{"$nulls":7},"",{"v":0,"d":"0.00"},{"v":0,"d":"0.00"},{"v":0,"d":"0.00"},{"v":0,"d":"0.00"},{"v":0,"d":"0.00"},{"v":0,"d":"0.00"},{"v":0,"d":"0.00"}]
[{"$nulls":7},"",{"v":0,"d":"0.00"},{"v":0,"d":"0.00"},{"v":0,"d":"0.00"},{"v":0,"d":"0.00"},{"v":0,"d":"0.00"},{"v":0,"d":"0.00"},{"v":0,"d":"0.00"}]
[{"$nulls":7},"",{"v":0,"d":"0.00"},{"v":0,"d":"0.00"},{"v":0,"d":"0.00"},{"v":0,"d":"0.00"},{"v":0,"d":"0.00"},{"v":0,"d":"0.00"},{"v":0,"d":"0.00"}]
[{"$nulls":7},"",{"v":0,"d":"0.00"},{"v":0,"d":"0.00"},{"v":0,"d":"0.00"},{"v":0,"d":"0.00"},{"v":0,"d":"0.00"},{"v":0,"d":"0.00"},{"v":0,"d":"0.00"}]
[{"$nulls":7},"",{"v":0,"d":"0.00"},{"v":0,"d":"0.00"},{"v":0,"d":"0.00"},{"v":0,"d":"0.00"},{"v":0,"d":"0.00"},{"v":0,"d":"0.00"},{"v":0,"d":"0.00"}]
[{"$nulls":7},"",{"v":0,"d":"0.00"},{"v":0,"d":"0.00"},{"v":0,"d":"0.00"},{"v":0,"d":"0.00"},{"v":0,"d":"0.00"},{"v":0,"d":"0.00"},{"v":0,"d":"0.00"}]
[{"$nulls":7},"",{"v":0,"d":"0.00"},{"v":0,"d":"0.00"},{"v":0,"d":"0.00"},{"v":0,"d":"0.00"},{"v":0,"d":"0.00"},{"v":0,"d":"0.00"},{"v":0,"d":"0.00"}]
[{"$nulls":7},"",{"v":0,"d":"0.00"},{"v":0,"d":"0.00"},{"v":0,"d":"0.00"},{"v":0,"d":"0.00"},{"v":0,"d":"0.00"},{"v":0,"d":"0.00"},{"v":0,"d":"0.00"}]
[{"$nulls":7},"",{"v":0,"d":"0.00"},{"v":0,"d":"0.00"},{"v":0,"d":"0.00"},{"v":0,"d":"0.00"},{"v":0,"d":"0.00"},{"v":0,"d":"0.00"},{"v":0,"d":"0.00"}]
[{"$nulls":7},"",{"v":0,"d":"0.00"},{"v":0,"d":"0.00"},{"v":0,"d":"0.00"},{"v":0,"d":"0.00"},{"v":0,"d":"0.00"},{"v":0,"d":"0.00"},{"v":0,"d":"0.00"}]
[{"$nulls":7},"",{"v":0,"d":"0.00"},{"v":0,"d":"0.00"},{"v":0,"d":"0.00"},{"v":0,"d":"0.00"},{"v":0,"d":"0.00"},{"v":0,"d":"0.00"},{"v":0,"d":"0.00"}]
[{"$nulls":7},"",{"v":0,"d":"0.00"},{"v":0,"d":"0.00"},{"v":0,"d":"0.00"},{"v":0,"d":"0.00"},{"v":0,"d":"0.00"},{"v":0,"d":"0.00"},{"v":0,"d":"0.00"}]
[{"$nulls":7},"",{"v":0,"d":"0.00"},{"v":0,"d":"0.00"},{"v":0,"d":"0.00"},{"v":0,"d":"0.00"},{"v":0,"d":"0.00"},{"v":0,"d":"0.00"},{"v":0,"d":"0.00"}]
[{"$nulls":7},"",{"v":0,"d":"0.00"},{"v":0,"d":"0.00"},{"v":0,"d":"0.00"},{"v":0,"d":"0.00"},{"v":0,"d":"0.00"},{"v":0,"d":"0.00"},{"v":0,"d":"0.00"}]
[{"$nulls":7},"",{"v":0,"d":"0.00"},{"v":0,"d":"0.00"},{"v":0,"d":"0.00"},{"v":0,"d":"0.00"},{"v":0,"d":"0.00"},{"v":0,"d":"0.00"},{"v":0,"d":"0.00"}]
[{"$nulls":7},"",{"v":0,"d":"0.00"},{"v":0,"d":"0.00"},{"v":0,"d":"0.00"},{"v":0,"d":"0.00"},{"v":0,"d":"0.00"},{"v":0,"d":"0.00"},{"v":0,"d":"0.00"}]
[{"$nulls":7},"",{"v":0,"d":"0.00"},{"v":0,"d":"0.00"},{"v":0,"d":"0.00"},{"v":0,"d":"0.00"},{"v":0,"d":"0.00"},{"v":0,"d":"0.00"},{"v":0,"d":"0.00"}]
[{"$nulls":7},"",{"v":0,"d":"0.00"},{"v":0,"d":"0.00"},{"v":0,"d":"0.00"},{"v":0,"d":"0.00"},{"v":0,"d":"0.00"},{"v":0,"d":"0.00"},{"v":0,"d":"0.00"}]
[{"$nulls":7},"",{"v":0,"d":"0.00"},{"v":0,"d":"0.00"},{"v":0,"d":"0.00"},{"v":0,"d":"0.00"},{"v":0,"d":"0.00"},{"v":0,"d":"0.00"},{"v":0,"d":"0.00"}]
[{"$nulls":7},"",{"v":0,"d":"0.00"},{"v":0,"d":"0.00"},{"v":0,"d":"0.00"},{"v":0,"d":"0.00"},{"v":0,"d":"0.00"},{"v":0,"d":"0.00"},{"v":0,"d":"0.00"}]
[{"$nulls":7},"",{"v":0,"d":"0.00"},{"v":0,"d":"0.00"},{"v":0,"d":"0.00"},{"v":0,"d":"0.00"},{"v":0,"d":"0.00"},{"v":0,"d":"0.00"},{"v":0,"d":"0.00"}]
[{"$nulls":7},"",{"v":0,"d":"0.00"},{"v":0,"d":"0.00"},{"v":0,"d":"0.00"},{"v":0,"d":"0.00"},{"v":0,"d":"0.00"},{"v":0,"d":"0.00"},{"v":0,"d":"0.00"}]
[{"$nulls":7},"",{"v":0,"d":"0.00"},{"v":0,"d":"0.00"},{"v":0,"d":"0.00"},{"v":0,"d":"0.00"},{"v":0,"d":"0.00"},{"v":0,"d":"0.00"},{"v":0,"d":"0.00"}]
[{"$nulls":7},"",{"v":0,"d":"0.00"},{"v":0,"d":"0.00"},{"v":0,"d":"0.00"},{"v":0,"d":"0.00"},{"v":0,"d":"0.00"},{"v":0,"d":"0.00"},{"v":0,"d":"0.00"}]
[{"$nulls":7},"",{"v":0,"d":"0.00"},{"v":0,"d":"0.00"},{"v":0,"d":"0.00"},{"v":0,"d":"0.00"},{"v":0,"d":"0.00"},{"v":0,"d":"0.00"},{"v":0,"d":"0.00"}]
[{"$nulls":7},"",{"v":0,"d":"0.00"},{"v":0,"d":"0.00"},{"v":0,"d":"0.00"},{"v":0,"d":"0.00"},{"v":0,"d":"0.00"},{"v":0,"d":"0.00"},{"v":0,"d":"0.00"}]
[{"$nulls":7},"",{"v":0,"d":"0.00"},{"v":0,"d":"0.00"},{"v":0,"d":"0.00"},{"v":0,"d":"0.00"},{"v":0,"d":"0.00"},{"v":0,"d":"0.00"},{"v":0,"d":"0.00"}]
[{"$nulls":7},"",{"v":0,"d":"0.00"},{"v":0,"d":"0.00"},{"v":0,"d":"0.00"},{"v":0,"d":"0.00"},{"v":0,"d":"0.00"},{"v":0,"d":"0.00"},{"v":0,"d":"0.00"}]
[{"$nulls":7},"",{"v":0,"d":"0.00"},{"v":0,"d":"0.00"},{"v":0,"d":"0.00"},{"v":0,"d":"0.00"},{"v":0,"d":"0.00"},{"v":0,"d":"0.00"},{"v":0,"d":"0.00"}]
[{"$nulls":7},"",{"v":0,"d":"0.00"},{"v":0,"d":"0.00"},{"v":0,"d":"0.00"},{"v":0,"d":"0.00"},{"v":0,"d":"0.00"},{"v":0,"d":"0.00"},{"v":0,"d":"0.00"}]
[{"$nulls":7},"",{"v":0,"d":"0.00"},{"v":0,"d":"0.00"},{"v":0,"d":"0.00"},{"v":0,"d":"0.00"},{"v":0,"d":"0.00"},{"v":0,"d":"0.00"},{"v":0,"d":"0.00"}]
[{"$nulls":7},"",{"v":0,"d":"0.00"},{"v":0,"d":"0.00"},{"v":0,"d":"0.00"},{"v":0,"d":"0.00"},{"v":0,"d":"0.00"},{"v":0,"d":"0.00"},{"v":0,"d":"0.00"}]
[{"$nulls":7},"",{"v":0,"d":"0.00"},{"v":0,"d":"0.00"},{"v":0,"d":"0.00"},{"v":0,"d":"0.00"},{"v":0,"d":"0.00"},{"v":0,"d":"0.00"},{"v":0,"d":"0.00"}]
[{"$nulls":7},"",{"v":0,"d":"0.00"},{"v":0,"d":"0.00"},{"v":0,"d":"0.00"},{"v":0,"d":"0.00"},{"v":0,"d":"0.00"},{"v":0,"d":"0.00"},{"v":0,"d":"0.00"}]
[{"$nulls":7},"",{"v":0,"d":"0.00"},{"v":0,"d":"0.00"},{"v":0,"d":"0.00"},{"v":0,"d":"0.00"},{"v":0,"d":"0.00"},{"v":0,"d":"0.00"},{"v":0,"d":"0.00"}]
[{"$nulls":7},"",{"v":0,"d":"0.00"},{"v":0,"d":"0.00"},{"v":0,"d":"0.00"},{"v":0,"d":"0.00"},{"v":0,"d":"0.00"},{"v":0,"d":"0.00"},{"v":0,"d":"0.00"}]
[{"$nulls":7},"",{"v":0,"d":"0.00"},{"v":0,"d":"0.00"},{"v":0,"d":"0.00"},{"v":0,"d":"0.00"},{"v":0,"d":"0.00"},{"v":0,"d":"0.00"},{"v":0,"d":"0.00"}]
[{"$nulls":7},"",{"v":0,"d":"0.00"},{"v":0,"d":"0.00"},{"v":0,"d":"0.00"},{"v":0,"d":"0.00"},{"v":0,"d":"0.00"},{"v":0,"d":"0.00"},{"v":0,"d":"0.00"}]
[{"$nulls":7},"",{"v":0,"d":"0.00"},{"v":0,"d":"0.00"},{"v":0,"d":"0.00"},{"v":0,"d":"0.00"},{"v":0,"d":"0.00"},{"v":0,"d":"0.00"},{"v":0,"d":"0.00"}]
[{"$nulls":7},"",{"v":0,"d":"0.00"},{"v":0,"d":"0.00"},{"v":0,"d":"0.00"},{"v":0,"d":"0.00"},{"v":0,"d":"0.00"},{"v":0,"d":"0.00"},{"v":0,"d":"0.00"}]
[{"$nulls":7},"",{"v":0,"d":"0.00"},{"v":0,"d":"0.00"},{"v":0,"d":"0.00"},{"v":0,"d":"0.00"},{"v":0,"d":"0.00"},{"v":0,"d":"0.00"},{"v":0,"d":"0.00"}]
[{"$nulls":7},"",{"v":0,"d":"0.00"},{"v":0,"d":"0.00"},{"v":0,"d":"0.00"},{"v":0,"d":"0.00"},{"v":0,"d":"0.00"},{"v":0,"d":"0.00"},{"v":0,"d":"0.00"}]
[{"$nulls":7},"",{"v":0,"d":"0.00"},{"v":0,"d":"0.00"},{"v":0,"d":"0.00"},{"v":0,"d":"0.00"},{"v":0,"d":"0.00"},{"v":0,"d":"0.00"},{"v":0,"d":"0.00"}]
[{"$nulls":7},"",{"v":0,"d":"0.00"},{"v":0,"d":"0.00"},{"v":0,"d":"0.00"},{"v":0,"d":"0.00"},{"v":0,"d":"0.00"},{"v":0,"d":"0.00"},{"v":0,"d":"0.00"}]
[{"$nulls":7},"",{"v":0,"d":"0.00"},{"v":0,"d":"0.00"},{"v":0,"d":"0.00"},{"v":0,"d":"0.00"},{"v":0,"d":"0.00"},{"v":0,"d":"0.00"},{"v":0,"d":"0.00"}]
[{"$nulls":7},"",{"v":0,"d":"0.00"},{"v":0,"d":"0.00"},{"v":0,"d":"0.00"},{"v":0,"d":"0.00"},{"v":0,"d":"0.00"},{"v":0,"d":"0.00"},{"v":0,"d":"0.00"}]
[{"$nulls":7},"",{"v":0,"d":"0.00"},{"v":0,"d":"0.00"},{"v":0,"d":"0.00"},{"v":0,"d":"0.00"},{"v":0,"d":"0.00"},{"v":0,"d":"0.00"},{"v":0,"d":"0.00"}]
[{"$nulls":7},"",{"v":0,"d":"0.00"},{"v":0,"d":"0.00"},{"v":0,"d":"0.00"},{"v":0,"d":"0.00"},{"v":0,"d":"0.00"},{"v":0,"d":"0.00"},{"v":0,"d":"0.00"}]
[{"$nulls":7},"",{"v":0,"d":"0.00"},{"v":0,"d":"0.00"},{"v":0,"d":"0.00"},{"v":0,"d":"0.00"},{"v":0,"d":"0.00"},{"v":0,"d":"0.00"},{"v":0,"d":"0.00"}]
[{"$nulls":7},"",{"v":0,"d":"0.00"},{"v":0,"d":"0.00"},{"v":0,"d":"0.00"},{"v":0,"d":"0.00"},{"v":0,"d":"0.00"},{"v":0,"d":"0.00"},{"v":0,"d":"0.00"}]
[{"$nulls":7},"",{"v":0,"d":"0.00"},{"v":0,"d":"0.00"},{"v":0,"d":"0.00"},{"v":0,"d":"0.00"},{"v":0,"d":"0.00"},{"v":0,"d":"0.00"},{"v":0,"d":"0.00"}]
[{"$nulls":7},"",{"v":0,"d":"0.00"},{"v":0,"d":"0.00"},{"v":0,"d":"0.00"},{"v":0,"d":"0.00"},{"v":0,"d":"0.00"},{"v":0,"d":"0.00"},{"v":0,"d":"0.00"}]
[{"$nulls":7},"",{"v":0,"d":"0.00"},{"v":0,"d":"0.00"},{"v":0,"d":"0.00"},{"v":0,"d":"0.00"},{"v":0,"d":"0.00"},{"v":0,"d":"0.00"},{"v":0,"d":"0.00"}]
[{"$nulls":7},"",{"v":0,"d":"0.00"},{"v":0,"d":"0.00"},{"v":0,"d":"0.00"},{"v":0,"d":"0.00"},{"v":0,"d":"0.00"},{"v":0,"d":"0.00"},{"v":0,"d":"0.00"}]
[{"$nulls":7},"",{"v":0,"d":"0.00"},{"v":0,"d":"0.00"},{"v":0,"d":"0.00"},{"v":0,"d":"0.00"},{"v":0,"d":"0.00"},{"v":0,"d":"0.00"},{"v":0,"d":"0.00"}]
[{"$nulls":7},"",{"v":0,"d":"0.00"},{"v":0,"d":"0.00"},{"v":0,"d":"0.00"},{"v":0,"d":"0.00"},{"v":0,"d":"0.00"},{"v":0,"d":"0.00"},{"v":0,"d":"0.00"}]
[{"$nulls":7},"",{"v":0,"d":"0.00"},{"v":0,"d":"0.00"},{"v":0,"d":"0.00"},{"v":0,"d":"0.00"},{"v":0,"d":"0.00"},{"v":0,"d":"0.00"},{"v":0,"d":"0.00"}]
[{"$nulls":7},"",{"v":0,"d":"0.00"},{"v":0,"d":"0.00"},{"v":0,"d":"0.00"},{"v":0,"d":"0.00"},{"v":0,"d":"0.00"},{"v":0,"d":"0.00"},{"v":0,"d":"0.00"}]
[{"$nulls":7},"",{"v":0,"d":"0.00"},{"v":0,"d":"0.00"},{"v":0,"d":"0.00"},{"v":0,"d":"0.00"},{"v":0,"d":"0.00"},{"v":0,"d":"0.00"},{"v":0,"d":"0.00"}]
[{"$nulls":7},"",{"v":0,"d":"0.00"},{"v":0,"d":"0.00"},{"v":0,"d":"0.00"},{"v":0,"d":"0.00"},{"v":0,"d":"0.00"},{"v":0,"d":"0.00"},{"v":0,"d":"0.00"}]
[{"$nulls":7},"",{"v":0,"d":"0.00"},{"v":0,"d":"0.00"},{"v":0,"d":"0.00"},{"v":0,"d":"0.00"},{"v":0,"d":"0.00"},{"v":0,"d":"0.00"},{"v":0,"d":"0.00"}]
[{"$nulls":7},"",{"v":0,"d":"0.00"},{"v":0,"d":"0.00"},{"v":0,"d":"0.00"},{"v":0,"d":"0.00"},{"v":0,"d":"0.00"},{"v":0,"d":"0.00"},{"v":0,"d":"0.00"}]
[{"$nulls":7},"",{"v":0,"d":"0.00"},{"v":0,"d":"0.00"},{"v":0,"d":"0.00"},{"v":0,"d":"0.00"},{"v":0,"d":"0.00"},{"v":0,"d":"0.00"},{"v":0,"d":"0.00"}]
[{"$nulls":7},"",{"v":0,"d":"0.00"},{"v":0,"d":"0.00"},{"v":0,"d":"0.00"},{"v":0,"d":"0.00"},{"v":0,"d":"0.00"},{"v":0,"d":"0.00"},{"v":0,"d":"0.00"}]
[{"$nulls":7},"",{"v":0,"d":"0.00"},{"v":0,"d":"0.00"},{"v":0,"d":"0.00"},{"v":0,"d":"0.00"},{"v":0,"d":"0.00"},{"v":0,"d":"0.00"},{"v":0,"d":"0.00"}]
[{"$nulls":7},"",{"v":0,"d":"0.00"},{"v":0,"d":"0.00"},{"v":0,"d":"0.00"},{"v":0,"d":"0.00"},{"v":0,"d":"0.00"},{"v":0,"d":"0.00"},{"v":0,"d":"0.00"}]
[{"$nulls":7},"",{"v":0,"d":"0.00"},{"v":0,"d":"0.00"},{"v":0,"d":"0.00"},{"v":0,"d":"0.00"},{"v":0,"d":"0.00"},{"v":0,"d":"0.00"},{"v":0,"d":"0.00"}]
[{"$nulls":7},"",{"v":0,"d":"0.00"},{"v":0,"d":"0.00"},{"v":0,"d":"0.00"},{"v":0,"d":"0.00"},{"v":0,"d":"0.00"},{"v":0,"d":"0.00"},{"v":0,"d":"0.00"}]
[{"$nulls":7},"",{"v":0,"d":"0.00"},{"v":0,"d":"0.00"},{"v":0,"d":"0.00"},{"v":0,"d":"0.00"},{"v":0,"d":"0.00"},{"v":0,"d":"0.00"},{"v":0,"d":"0.00"}]
[{"$nulls":7},"",{"v":0,"d":"0.00"},{"v":0,"d":"0.00"},{"v":0,"d":"0.00"},{"v":0,"d":"0.00"},{"v":0,"d":"0.00"},{"v":0,"d":"0.00"},{"v":0,"d":"0.00"}]
[{"$nulls":7},"",{"v":0,"d":"0.00"},{"v":0,"d":"0.00"},{"v":0,"d":"0.00"},{"v":0,"d":"0.00"},{"v":0,"d":"0.00"},{"v":0,"d":"0.00"},{"v":0,"d":"0.00"}]
[{"$nulls":7},"",{"v":0,"d":"0.00"},{"v":0,"d":"0.00"},{"v":0,"d":"0.00"},{"v":0,"d":"0.00"},{"v":0,"d":"0.00"},{"v":0,"d":"0.00"},{"v":0,"d":"0.00"}]
[{"$nulls":7},"",{"v":0,"d":"0.00"},{"v":0,"d":"0.00"},{"v":0,"d":"0.00"},{"v":0,"d":"0.00"},{"v":0,"d":"0.00"},{"v":0,"d":"0.00"},{"v":0,"d":"0.00"}]

{"sheet":"Internas","index":11,"n_rows":150,"n_cols":15,"rows_kept":150,"hidden":true,"read":"bin_skipped_in_rows","flags":["formulas_cached_only","records_skipped"],"rows_in_doubt":{"n":0,"rows":[]},"rows_in_doubt_other":4}
["Concepto"," Cal_positivo"," Cal_negativo"," Cal_neto"," Ref_positivo"," Ref_negativo"," Ref_neto",null,"m2"," Cal_positivo"," Cal_negativo"," Cal_neto"," Ref_positivo"," Ref_negativo"," Ref_neto"]
["Fuentes Internas",26.010061,0,26.010061,13.088518,0,13.088518,1,{"v":76.306793,"d":"76.31"},{"v":1984.744340644373,"d":"1984.74"},{"v":0,"d":"0.00"},{"v":1984.744340644373,"d":"1984.74"},{"v":998.7428337027741,"d":"998.74"},{"v":0,"d":"0.00"},{"v":998.7428337027741,"d":"998.74"}]
["Fuentes Internas",26.618582,0,26.618582,13.396366,0,13.396366,2,{"v":35.180943,"d":"35.18"},{"v":936.466816082826,"d":"936.47"},{"v":0,"d":"0.00"},{"v":936.466816082826,"d":"936.47"},{"v":471.296788653138,"d":"471.30"},{"v":0,"d":"0.00"},{"v":471.296788653138,"d":"471.30"}]
["Fuentes Internas",25.987924,0,25.987924,13.077421,0,13.077421,3,{"v":74.447464,"d":"74.45"},{"v":1934.7350364247359,"d":"1934.74"},{"v":0,"d":"0.00"},{"v":1934.7350364247359,"d":"1934.74"},{"v":973.5808291103439,"d":"973.58"},{"v":0,"d":"0.00"},{"v":973.5808291103439,"d":"973.58"}]
["Fuentes Internas",26.566701,0,26.566701,13.370225,0,13.370225,4,{"v":41.534649,"d":"41.53"},{"v":1103.438601122949,"d":"1103.44"},{"v":0,"d":"0.00"},{"v":1103.438601122949,"d":"1103.44"},{"v":555.327602426025,"d":"555.33"},{"v":0,"d":"0.00"},{"v":555.327602426025,"d":"555.33"}]
["Fuentes Internas",25.903947,0,25.903947,13.035061,0,13.035061,5,{"v":95.56221,"d":"95.56"},{"v":2475.4384230428695,"d":"2475.44"},{"v":0,"d":"0.00"},{"v":2475.4384230428695,"d":"2475.44"},{"v":1245.6592366448099,"d":"1245.66"},{"v":0,"d":"0.00"},{"v":1245.6592366448099,"d":"1245.66"}]
["Fuentes Internas",25.920941,0,25.920941,13.043593,0,13.043593,6,{"v":95.448708,"d":"95.45"},{"v":2474.120328594228,"d":"2474.12"},{"v":0,"d":"0.00"},{"v":2474.120328594228,"d":"2474.12"},{"v":1244.994099527844,"d":"1244.99"},{"v":0,"d":"0.00"},{"v":1244.994099527844,"d":"1244.99"}]
["Fuentes Internas",23.515693,0,23.515693,13.55645,0,13.55645,7,{"v":96.139519,"d":"96.14"},{"v":2260.787413971667,"d":"2260.79"},{"v":0,"d":"0.00"},{"v":2260.787413971667,"d":"2260.79"},{"v":1303.31058234755,"d":"1303.31"},{"v":0,"d":"0.00"},{"v":1303.31058234755,"d":"1303.31"}]
["Fuentes Internas",26.939471,0,26.939471,13.552904,0,13.552904,8,{"v":95.44915,"d":"95.45"},{"v":2571.34960839965,"d":"2571.35"},{"v":0,"d":"0.00"},{"v":2571.34960839965,"d":"2571.35"},{"v":1293.6131668316,"d":"1293.61"},{"v":0,"d":"0.00"},{"v":1293.6131668316,"d":"1293.61"}]
["Fuentes Internas",23.531629,0,23.531629,13.565627,0,13.565627,9,{"v":96.139214,"d":"96.14"},{"v":2262.312316199606,"d":"2262.31"},{"v":0,"d":"0.00"},{"v":2262.312316199606,"d":"2262.31"},{"v":1304.1887171971778,"d":"1304.19"},{"v":0,"d":"0.00"},{"v":1304.1887171971778,"d":"1304.19"}]
["Fuentes Internas",26.919937,0,26.919937,13.543102,0,13.543102,10,{"v":95.56221,"d":"95.56"},{"v":2572.5286727807697,"d":"2572.53"},{"v":0,"d":"0.00"},{"v":2572.5286727807697,"d":"2572.53"},{"v":1294.2087573754197,"d":"1294.21"},{"v":0,"d":"0.00"},{"v":1294.2087573754197,"d":"1294.21"}]
["Fuentes Internas",23.83642,0,23.83642,13.74258,0,13.74258,11,{"v":35.191116,"d":"35.19"},{"v":838.8302212447201,"d":"838.83"},{"v":0,"d":"0.00"},{"v":838.8302212447201,"d":"838.83"},{"v":483.61672691928004,"d":"483.62"},{"v":0,"d":"0.00"},{"v":483.61672691928004,"d":"483.62"}]
["Fuentes Internas",23.499127,0,23.499127,13.546951,0,13.546951,12,{"v":96.139519,"d":"96.14"},{"v":2259.194766699913,"d":"2259.19"},{"v":0,"d":"0.00"},{"v":2259.194766699913,"d":"2259.19"},{"v":1302.397353056569,"d":"1302.40"},{"v":0,"d":"0.00"},{"v":1302.397353056569,"d":"1302.40"}]
["Fuentes Internas",23.509635,0,23.509635,13.553006,0,13.553006,13,{"v":95.44915,"d":"95.45"},{"v":2243.97467756025,"d":"2243.97"},{"v":0,"d":"0.00"},{"v":2243.97467756025,"d":"2243.97"},{"v":1293.6229026449,"d":"1293.62"},{"v":0,"d":"0.00"},{"v":1293.6229026449,"d":"1293.62"}]
["Fuentes Internas",23.516795,0,23.516795,13.557123,0,13.557123,14,{"v":96.139214,"d":"96.14"},{"v":2260.8861870991295,"d":"2260.89"},{"v":0,"d":"0.00"},{"v":2260.8861870991295,"d":"2260.89"},{"v":1303.371149321322,"d":"1303.37"},{"v":0,"d":"0.00"},{"v":1303.371149321322,"d":"1303.37"}]
["Fuentes Internas",23.492545,0,23.492545,13.543161,0,13.543161,15,{"v":95.56221,"d":"95.56"},{"v":2244.99951872445,"d":"2245.00"},{"v":0,"d":"0.00"},{"v":2244.99951872445,"d":"2245.00"},{"v":1294.2143955458098,"d":"1294.21"},{"v":0,"d":"0.00"},{"v":1294.2143955458098,"d":"1294.21"}]
["Fuentes Internas",23.836533,0,23.836533,13.742648,0,13.742648,16,{"v":35.191116,"d":"35.19"},{"v":838.834197840828,"d":"838.83"},{"v":0,"d":"0.00"},{"v":838.834197840828,"d":"838.83"},{"v":483.619119915168,"d":"483.62"},{"v":0,"d":"0.00"},{"v":483.619119915168,"d":"483.62"}]
["Fuentes Internas",22.538881,0,22.538881,12.994957,0,12.994957,17,{"v":96.139519,"d":"96.14"},{"v":2166.8771781382393,"d":"2166.88"},{"v":0,"d":"0.00"},{"v":2166.8771781382393,"d":"2166.88"},{"v":1249.3289154056831,"d":"1249.33"},{"v":0,"d":"0.00"},{"v":1249.3289154056831,"d":"1249.33"}]
["Fuentes Internas",25.841018,0,25.841018,13.001635,0,13.001635,18,{"v":95.44915,"d":"95.45"},{"v":2466.5032032347,"d":"2466.50"},{"v":0,"d":"0.00"},{"v":2466.5032032347,"d":"2466.50"},{"v":1240.9950093602502,"d":"1241.00"},{"v":0,"d":"0.00"},{"v":1240.9950093602502,"d":"1241.00"}]
["Fuentes Internas",22.554111,0,22.554111,13.003737,0,13.003737,19,{"v":96.139214,"d":"96.14"},{"v":2168.334504008754,"d":"2168.33"},{"v":0,"d":"0.00"},{"v":2168.334504008754,"d":"2168.33"},{"v":1250.169054242718,"d":"1250.17"},{"v":0,"d":"0.00"},{"v":1250.169054242718,"d":"1250.17"}]
["Fuentes Internas",25.823783,0,25.823783,12.992975,0,12.992975,20,{"v":95.56221,"d":"95.56"},{"v":2467.77777404043,"d":"2467.78"},{"v":0,"d":"0.00"},{"v":2467.77777404043,"d":"2467.78"},{"v":1241.6374054747498,"d":"1241.64"},{"v":0,"d":"0.00"},{"v":1241.6374054747498,"d":"1241.64"}]
["Fuentes Internas",23.124504,0,23.124504,13.332995,0,13.332995,21,{"v":35.191116,"d":"35.19"},{"v":813.7771027064641,"d":"813.78"},{"v":0,"d":"0.00"},{"v":813.7771027064641,"d":"813.78"},{"v":469.20297367242,"d":"469.20"},{"v":0,"d":"0.00"},{"v":469.20297367242,"d":"469.20"}]
[{"$nulls":7},"",{"v":0,"d":"0.00"},{"v":0,"d":"0.00"},{"v":0,"d":"0.00"},{"v":0,"d":"0.00"},{"v":0,"d":"0.00"},{"v":0,"d":"0.00"},{"v":0,"d":"0.00"}]
[{"$nulls":7},"",{"v":0,"d":"0.00"},{"v":0,"d":"0.00"},{"v":0,"d":"0.00"},{"v":0,"d":"0.00"},{"v":0,"d":"0.00"},{"v":0,"d":"0.00"},{"v":0,"d":"0.00"}]
[{"$nulls":7},"",{"v":0,"d":"0.00"},{"v":0,"d":"0.00"},{"v":0,"d":"0.00"},{"v":0,"d":"0.00"},{"v":0,"d":"0.00"},{"v":0,"d":"0.00"},{"v":0,"d":"0.00"}]
[{"$nulls":7},"",{"v":0,"d":"0.00"},{"v":0,"d":"0.00"},{"v":0,"d":"0.00"},{"v":0,"d":"0.00"},{"v":0,"d":"0.00"},{"v":0,"d":"0.00"},{"v":0,"d":"0.00"}]
[{"$nulls":7},"",{"v":0,"d":"0.00"},{"v":0,"d":"0.00"},{"v":0,"d":"0.00"},{"v":0,"d":"0.00"},{"v":0,"d":"0.00"},{"v":0,"d":"0.00"},{"v":0,"d":"0.00"}]
[{"$nulls":7},"",{"v":0,"d":"0.00"},{"v":0,"d":"0.00"},{"v":0,"d":"0.00"},{"v":0,"d":"0.00"},{"v":0,"d":"0.00"},{"v":0,"d":"0.00"},{"v":0,"d":"0.00"}]
[{"$nulls":7},"",{"v":0,"d":"0.00"},{"v":0,"d":"0.00"},{"v":0,"d":"0.00"},{"v":0,"d":"0.00"},{"v":0,"d":"0.00"},{"v":0,"d":"0.00"},{"v":0,"d":"0.00"}]
[{"$nulls":7},"",{"v":0,"d":"0.00"},{"v":0,"d":"0.00"},{"v":0,"d":"0.00"},{"v":0,"d":"0.00"},{"v":0,"d":"0.00"},{"v":0,"d":"0.00"},{"v":0,"d":"0.00"}]
[{"$nulls":7},"",{"v":0,"d":"0.00"},{"v":0,"d":"0.00"},{"v":0,"d":"0.00"},{"v":0,"d":"0.00"},{"v":0,"d":"0.00"},{"v":0,"d":"0.00"},{"v":0,"d":"0.00"}]
[{"$nulls":7},"",{"v":0,"d":"0.00"},{"v":0,"d":"0.00"},{"v":0,"d":"0.00"},{"v":0,"d":"0.00"},{"v":0,"d":"0.00"},{"v":0,"d":"0.00"},{"v":0,"d":"0.00"}]
[{"$nulls":7},"",{"v":0,"d":"0.00"},{"v":0,"d":"0.00"},{"v":0,"d":"0.00"},{"v":0,"d":"0.00"},{"v":0,"d":"0.00"},{"v":0,"d":"0.00"},{"v":0,"d":"0.00"}]
[{"$nulls":7},"",{"v":0,"d":"0.00"},{"v":0,"d":"0.00"},{"v":0,"d":"0.00"},{"v":0,"d":"0.00"},{"v":0,"d":"0.00"},{"v":0,"d":"0.00"},{"v":0,"d":"0.00"}]
[{"$nulls":7},"",{"v":0,"d":"0.00"},{"v":0,"d":"0.00"},{"v":0,"d":"0.00"},{"v":0,"d":"0.00"},{"v":0,"d":"0.00"},{"v":0,"d":"0.00"},{"v":0,"d":"0.00"}]
[{"$nulls":7},"",{"v":0,"d":"0.00"},{"v":0,"d":"0.00"},{"v":0,"d":"0.00"},{"v":0,"d":"0.00"},{"v":0,"d":"0.00"},{"v":0,"d":"0.00"},{"v":0,"d":"0.00"}]
[{"$nulls":7},"",{"v":0,"d":"0.00"},{"v":0,"d":"0.00"},{"v":0,"d":"0.00"},{"v":0,"d":"0.00"},{"v":0,"d":"0.00"},{"v":0,"d":"0.00"},{"v":0,"d":"0.00"}]
[{"$nulls":7},"",{"v":0,"d":"0.00"},{"v":0,"d":"0.00"},{"v":0,"d":"0.00"},{"v":0,"d":"0.00"},{"v":0,"d":"0.00"},{"v":0,"d":"0.00"},{"v":0,"d":"0.00"}]
[{"$nulls":7},"",{"v":0,"d":"0.00"},{"v":0,"d":"0.00"},{"v":0,"d":"0.00"},{"v":0,"d":"0.00"},{"v":0,"d":"0.00"},{"v":0,"d":"0.00"},{"v":0,"d":"0.00"}]
[{"$nulls":7},"",{"v":0,"d":"0.00"},{"v":0,"d":"0.00"},{"v":0,"d":"0.00"},{"v":0,"d":"0.00"},{"v":0,"d":"0.00"},{"v":0,"d":"0.00"},{"v":0,"d":"0.00"}]
[{"$nulls":7},"",{"v":0,"d":"0.00"},{"v":0,"d":"0.00"},{"v":0,"d":"0.00"},{"v":0,"d":"0.00"},{"v":0,"d":"0.00"},{"v":0,"d":"0.00"},{"v":0,"d":"0.00"}]
[{"$nulls":7},"",{"v":0,"d":"0.00"},{"v":0,"d":"0.00"},{"v":0,"d":"0.00"},{"v":0,"d":"0.00"},{"v":0,"d":"0.00"},{"v":0,"d":"0.00"},{"v":0,"d":"0.00"}]
[{"$nulls":7},"",{"v":0,"d":"0.00"},{"v":0,"d":"0.00"},{"v":0,"d":"0.00"},{"v":0,"d":"0.00"},{"v":0,"d":"0.00"},{"v":0,"d":"0.00"},{"v":0,"d":"0.00"}]
[{"$nulls":7},"",{"v":0,"d":"0.00"},{"v":0,"d":"0.00"},{"v":0,"d":"0.00"},{"v":0,"d":"0.00"},{"v":0,"d":"0.00"},{"v":0,"d":"0.00"},{"v":0,"d":"0.00"}]
[{"$nulls":7},"",{"v":0,"d":"0.00"},{"v":0,"d":"0.00"},{"v":0,"d":"0.00"},{"v":0,"d":"0.00"},{"v":0,"d":"0.00"},{"v":0,"d":"0.00"},{"v":0,"d":"0.00"}]
[{"$nulls":7},"",{"v":0,"d":"0.00"},{"v":0,"d":"0.00"},{"v":0,"d":"0.00"},{"v":0,"d":"0.00"},{"v":0,"d":"0.00"},{"v":0,"d":"0.00"},{"v":0,"d":"0.00"}]
[{"$nulls":7},"",{"v":0,"d":"0.00"},{"v":0,"d":"0.00"},{"v":0,"d":"0.00"},{"v":0,"d":"0.00"},{"v":0,"d":"0.00"},{"v":0,"d":"0.00"},{"v":0,"d":"0.00"}]
[{"$nulls":7},"",{"v":0,"d":"0.00"},{"v":0,"d":"0.00"},{"v":0,"d":"0.00"},{"v":0,"d":"0.00"},{"v":0,"d":"0.00"},{"v":0,"d":"0.00"},{"v":0,"d":"0.00"}]
[{"$nulls":7},"",{"v":0,"d":"0.00"},{"v":0,"d":"0.00"},{"v":0,"d":"0.00"},{"v":0,"d":"0.00"},{"v":0,"d":"0.00"},{"v":0,"d":"0.00"},{"v":0,"d":"0.00"}]
[{"$nulls":7},"",{"v":0,"d":"0.00"},{"v":0,"d":"0.00"},{"v":0,"d":"0.00"},{"v":0,"d":"0.00"},{"v":0,"d":"0.00"},{"v":0,"d":"0.00"},{"v":0,"d":"0.00"}]
[{"$nulls":7},"",{"v":0,"d":"0.00"},{"v":0,"d":"0.00"},{"v":0,"d":"0.00"},{"v":0,"d":"0.00"},{"v":0,"d":"0.00"},{"v":0,"d":"0.00"},{"v":0,"d":"0.00"}]
[{"$nulls":7},"",{"v":0,"d":"0.00"},{"v":0,"d":"0.00"},{"v":0,"d":"0.00"},{"v":0,"d":"0.00"},{"v":0,"d":"0.00"},{"v":0,"d":"0.00"},{"v":0,"d":"0.00"}]
[{"$nulls":7},"",{"v":0,"d":"0.00"},{"v":0,"d":"0.00"},{"v":0,"d":"0.00"},{"v":0,"d":"0.00"},{"v":0,"d":"0.00"},{"v":0,"d":"0.00"},{"v":0,"d":"0.00"}]
[{"$nulls":7},"",{"v":0,"d":"0.00"},{"v":0,"d":"0.00"},{"v":0,"d":"0.00"},{"v":0,"d":"0.00"},{"v":0,"d":"0.00"},{"v":0,"d":"0.00"},{"v":0,"d":"0.00"}]
[{"$nulls":7},"",{"v":0,"d":"0.00"},{"v":0,"d":"0.00"},{"v":0,"d":"0.00"},{"v":0,"d":"0.00"},{"v":0,"d":"0.00"},{"v":0,"d":"0.00"},{"v":0,"d":"0.00"}]
[{"$nulls":7},"",{"v":0,"d":"0.00"},{"v":0,"d":"0.00"},{"v":0,"d":"0.00"},{"v":0,"d":"0.00"},{"v":0,"d":"0.00"},{"v":0,"d":"0.00"},{"v":0,"d":"0.00"}]
[{"$nulls":7},"",{"v":0,"d":"0.00"},{"v":0,"d":"0.00"},{"v":0,"d":"0.00"},{"v":0,"d":"0.00"},{"v":0,"d":"0.00"},{"v":0,"d":"0.00"},{"v":0,"d":"0.00"}]
[{"$nulls":7},"",{"v":0,"d":"0.00"},{"v":0,"d":"0.00"},{"v":0,"d":"0.00"},{"v":0,"d":"0.00"},{"v":0,"d":"0.00"},{"v":0,"d":"0.00"},{"v":0,"d":"0.00"}]
[{"$nulls":7},"",{"v":0,"d":"0.00"},{"v":0,"d":"0.00"},{"v":0,"d":"0.00"},{"v":0,"d":"0.00"},{"v":0,"d":"0.00"},{"v":0,"d":"0.00"},{"v":0,"d":"0.00"}]
[{"$nulls":7},"",{"v":0,"d":"0.00"},{"v":0,"d":"0.00"},{"v":0,"d":"0.00"},{"v":0,"d":"0.00"},{"v":0,"d":"0.00"},{"v":0,"d":"0.00"},{"v":0,"d":"0.00"}]
[{"$nulls":7},"",{"v":0,"d":"0.00"},{"v":0,"d":"0.00"},{"v":0,"d":"0.00"},{"v":0,"d":"0.00"},{"v":0,"d":"0.00"},{"v":0,"d":"0.00"},{"v":0,"d":"0.00"}]
[{"$nulls":7},"",{"v":0,"d":"0.00"},{"v":0,"d":"0.00"},{"v":0,"d":"0.00"},{"v":0,"d":"0.00"},{"v":0,"d":"0.00"},{"v":0,"d":"0.00"},{"v":0,"d":"0.00"}]
[{"$nulls":7},"",{"v":0,"d":"0.00"},{"v":0,"d":"0.00"},{"v":0,"d":"0.00"},{"v":0,"d":"0.00"},{"v":0,"d":"0.00"},{"v":0,"d":"0.00"},{"v":0,"d":"0.00"}]
[{"$nulls":7},"",{"v":0,"d":"0.00"},{"v":0,"d":"0.00"},{"v":0,"d":"0.00"},{"v":0,"d":"0.00"},{"v":0,"d":"0.00"},{"v":0,"d":"0.00"},{"v":0,"d":"0.00"}]
[{"$nulls":7},"",{"v":0,"d":"0.00"},{"v":0,"d":"0.00"},{"v":0,"d":"0.00"},{"v":0,"d":"0.00"},{"v":0,"d":"0.00"},{"v":0,"d":"0.00"},{"v":0,"d":"0.00"}]
[{"$nulls":7},"",{"v":0,"d":"0.00"},{"v":0,"d":"0.00"},{"v":0,"d":"0.00"},{"v":0,"d":"0.00"},{"v":0,"d":"0.00"},{"v":0,"d":"0.00"},{"v":0,"d":"0.00"}]
[{"$nulls":7},"",{"v":0,"d":"0.00"},{"v":0,"d":"0.00"},{"v":0,"d":"0.00"},{"v":0,"d":"0.00"},{"v":0,"d":"0.00"},{"v":0,"d":"0.00"},{"v":0,"d":"0.00"}]
[{"$nulls":7},"",{"v":0,"d":"0.00"},{"v":0,"d":"0.00"},{"v":0,"d":"0.00"},{"v":0,"d":"0.00"},{"v":0,"d":"0.00"},{"v":0,"d":"0.00"},{"v":0,"d":"0.00"}]
[{"$nulls":7},"",{"v":0,"d":"0.00"},{"v":0,"d":"0.00"},{"v":0,"d":"0.00"},{"v":0,"d":"0.00"},{"v":0,"d":"0.00"},{"v":0,"d":"0.00"},{"v":0,"d":"0.00"}]
[{"$nulls":7},"",{"v":0,"d":"0.00"},{"v":0,"d":"0.00"},{"v":0,"d":"0.00"},{"v":0,"d":"0.00"},{"v":0,"d":"0.00"},{"v":0,"d":"0.00"},{"v":0,"d":"0.00"}]
[{"$nulls":7},"",{"v":0,"d":"0.00"},{"v":0,"d":"0.00"},{"v":0,"d":"0.00"},{"v":0,"d":"0.00"},{"v":0,"d":"0.00"},{"v":0,"d":"0.00"},{"v":0,"d":"0.00"}]
[{"$nulls":7},"",{"v":0,"d":"0.00"},{"v":0,"d":"0.00"},{"v":0,"d":"0.00"},{"v":0,"d":"0.00"},{"v":0,"d":"0.00"},{"v":0,"d":"0.00"},{"v":0,"d":"0.00"}]
[{"$nulls":7},"",{"v":0,"d":"0.00"},{"v":0,"d":"0.00"},{"v":0,"d":"0.00"},{"v":0,"d":"0.00"},{"v":0,"d":"0.00"},{"v":0,"d":"0.00"},{"v":0,"d":"0.00"}]
[{"$nulls":7},"",{"v":0,"d":"0.00"},{"v":0,"d":"0.00"},{"v":0,"d":"0.00"},{"v":0,"d":"0.00"},{"v":0,"d":"0.00"},{"v":0,"d":"0.00"},{"v":0,"d":"0.00"}]
[{"$nulls":7},"",{"v":0,"d":"0.00"},{"v":0,"d":"0.00"},{"v":0,"d":"0.00"},{"v":0,"d":"0.00"},{"v":0,"d":"0.00"},{"v":0,"d":"0.00"},{"v":0,"d":"0.00"}]
[{"$nulls":7},"",{"v":0,"d":"0.00"},{"v":0,"d":"0.00"},{"v":0,"d":"0.00"},{"v":0,"d":"0.00"},{"v":0,"d":"0.00"},{"v":0,"d":"0.00"},{"v":0,"d":"0.00"}]
[{"$nulls":7},"",{"v":0,"d":"0.00"},{"v":0,"d":"0.00"},{"v":0,"d":"0.00"},{"v":0,"d":"0.00"},{"v":0,"d":"0.00"},{"v":0,"d":"0.00"},{"v":0,"d":"0.00"}]
[{"$nulls":7},"",{"v":0,"d":"0.00"},{"v":0,"d":"0.00"},{"v":0,"d":"0.00"},{"v":0,"d":"0.00"},{"v":0,"d":"0.00"},{"v":0,"d":"0.00"},{"v":0,"d":"0.00"}]
[{"$nulls":7},"",{"v":0,"d":"0.00"},{"v":0,"d":"0.00"},{"v":0,"d":"0.00"},{"v":0,"d":"0.00"},{"v":0,"d":"0.00"},{"v":0,"d":"0.00"},{"v":0,"d":"0.00"}]
[{"$nulls":7},"",{"v":0,"d":"0.00"},{"v":0,"d":"0.00"},{"v":0,"d":"0.00"},{"v":0,"d":"0.00"},{"v":0,"d":"0.00"},{"v":0,"d":"0.00"},{"v":0,"d":"0.00"}]
[{"$nulls":7},"",{"v":0,"d":"0.00"},{"v":0,"d":"0.00"},{"v":0,"d":"0.00"},{"v":0,"d":"0.00"},{"v":0,"d":"0.00"},{"v":0,"d":"0.00"},{"v":0,"d":"0.00"}]
[{"$nulls":7},"",{"v":0,"d":"0.00"},{"v":0,"d":"0.00"},{"v":0,"d":"0.00"},{"v":0,"d":"0.00"},{"v":0,"d":"0.00"},{"v":0,"d":"0.00"},{"v":0,"d":"0.00"}]
[{"$nulls":7},"",{"v":0,"d":"0.00"},{"v":0,"d":"0.00"},{"v":0,"d":"0.00"},{"v":0,"d":"0.00"},{"v":0,"d":"0.00"},{"v":0,"d":"0.00"},{"v":0,"d":"0.00"}]
[{"$nulls":7},"",{"v":0,"d":"0.00"},{"v":0,"d":"0.00"},{"v":0,"d":"0.00"},{"v":0,"d":"0.00"},{"v":0,"d":"0.00"},{"v":0,"d":"0.00"},{"v":0,"d":"0.00"}]
[{"$nulls":7},"",{"v":0,"d":"0.00"},{"v":0,"d":"0.00"},{"v":0,"d":"0.00"},{"v":0,"d":"0.00"},{"v":0,"d":"0.00"},{"v":0,"d":"0.00"},{"v":0,"d":"0.00"}]
[{"$nulls":7},"",{"v":0,"d":"0.00"},{"v":0,"d":"0.00"},{"v":0,"d":"0.00"},{"v":0,"d":"0.00"},{"v":0,"d":"0.00"},{"v":0,"d":"0.00"},{"v":0,"d":"0.00"}]
[{"$nulls":7},"",{"v":0,"d":"0.00"},{"v":0,"d":"0.00"},{"v":0,"d":"0.00"},{"v":0,"d":"0.00"},{"v":0,"d":"0.00"},{"v":0,"d":"0.00"},{"v":0,"d":"0.00"}]
[{"$nulls":7},"",{"v":0,"d":"0.00"},{"v":0,"d":"0.00"},{"v":0,"d":"0.00"},{"v":0,"d":"0.00"},{"v":0,"d":"0.00"},{"v":0,"d":"0.00"},{"v":0,"d":"0.00"}]
[{"$nulls":7},"",{"v":0,"d":"0.00"},{"v":0,"d":"0.00"},{"v":0,"d":"0.00"},{"v":0,"d":"0.00"},{"v":0,"d":"0.00"},{"v":0,"d":"0.00"},{"v":0,"d":"0.00"}]
[{"$nulls":7},"",{"v":0,"d":"0.00"},{"v":0,"d":"0.00"},{"v":0,"d":"0.00"},{"v":0,"d":"0.00"},{"v":0,"d":"0.00"},{"v":0,"d":"0.00"},{"v":0,"d":"0.00"}]
[{"$nulls":7},"",{"v":0,"d":"0.00"},{"v":0,"d":"0.00"},{"v":0,"d":"0.00"},{"v":0,"d":"0.00"},{"v":0,"d":"0.00"},{"v":0,"d":"0.00"},{"v":0,"d":"0.00"}]
[{"$nulls":7},"",{"v":0,"d":"0.00"},{"v":0,"d":"0.00"},{"v":0,"d":"0.00"},{"v":0,"d":"0.00"},{"v":0,"d":"0.00"},{"v":0,"d":"0.00"},{"v":0,"d":"0.00"}]
[{"$nulls":7},"",{"v":0,"d":"0.00"},{"v":0,"d":"0.00"},{"v":0,"d":"0.00"},{"v":0,"d":"0.00"},{"v":0,"d":"0.00"},{"v":0,"d":"0.00"},{"v":0,"d":"0.00"}]
[{"$nulls":7},"",{"v":0,"d":"0.00"},{"v":0,"d":"0.00"},{"v":0,"d":"0.00"},{"v":0,"d":"0.00"},{"v":0,"d":"0.00"},{"v":0,"d":"0.00"},{"v":0,"d":"0.00"}]
[{"$nulls":7},"",{"v":0,"d":"0.00"},{"v":0,"d":"0.00"},{"v":0,"d":"0.00"},{"v":0,"d":"0.00"},{"v":0,"d":"0.00"},{"v":0,"d":"0.00"},{"v":0,"d":"0.00"}]
[{"$nulls":7},"",{"v":0,"d":"0.00"},{"v":0,"d":"0.00"},{"v":0,"d":"0.00"},{"v":0,"d":"0.00"},{"v":0,"d":"0.00"},{"v":0,"d":"0.00"},{"v":0,"d":"0.00"}]
[{"$nulls":7},"",{"v":0,"d":"0.00"},{"v":0,"d":"0.00"},{"v":0,"d":"0.00"},{"v":0,"d":"0.00"},{"v":0,"d":"0.00"},{"v":0,"d":"0.00"},{"v":0,"d":"0.00"}]
[{"$nulls":7},"",{"v":0,"d":"0.00"},{"v":0,"d":"0.00"},{"v":0,"d":"0.00"},{"v":0,"d":"0.00"},{"v":0,"d":"0.00"},{"v":0,"d":"0.00"},{"v":0,"d":"0.00"}]
[{"$nulls":7},"",{"v":0,"d":"0.00"},{"v":0,"d":"0.00"},{"v":0,"d":"0.00"},{"v":0,"d":"0.00"},{"v":0,"d":"0.00"},{"v":0,"d":"0.00"},{"v":0,"d":"0.00"}]
[{"$nulls":7},"",{"v":0,"d":"0.00"},{"v":0,"d":"0.00"},{"v":0,"d":"0.00"},{"v":0,"d":"0.00"},{"v":0,"d":"0.00"},{"v":0,"d":"0.00"},{"v":0,"d":"0.00"}]
[{"$nulls":7},"",{"v":0,"d":"0.00"},{"v":0,"d":"0.00"},{"v":0,"d":"0.00"},{"v":0,"d":"0.00"},{"v":0,"d":"0.00"},{"v":0,"d":"0.00"},{"v":0,"d":"0.00"}]
[{"$nulls":7},"",{"v":0,"d":"0.00"},{"v":0,"d":"0.00"},{"v":0,"d":"0.00"},{"v":0,"d":"0.00"},{"v":0,"d":"0.00"},{"v":0,"d":"0.00"},{"v":0,"d":"0.00"}]
[{"$nulls":7},"",{"v":0,"d":"0.00"},{"v":0,"d":"0.00"},{"v":0,"d":"0.00"},{"v":0,"d":"0.00"},{"v":0,"d":"0.00"},{"v":0,"d":"0.00"},{"v":0,"d":"0.00"}]
[{"$nulls":7},"",{"v":0,"d":"0.00"},{"v":0,"d":"0.00"},{"v":0,"d":"0.00"},{"v":0,"d":"0.00"},{"v":0,"d":"0.00"},{"v":0,"d":"0.00"},{"v":0,"d":"0.00"}]
[{"$nulls":7},"",{"v":0,"d":"0.00"},{"v":0,"d":"0.00"},{"v":0,"d":"0.00"},{"v":0,"d":"0.00"},{"v":0,"d":"0.00"},{"v":0,"d":"0.00"},{"v":0,"d":"0.00"}]
[{"$nulls":7},"",{"v":0,"d":"0.00"},{"v":0,"d":"0.00"},{"v":0,"d":"0.00"},{"v":0,"d":"0.00"},{"v":0,"d":"0.00"},{"v":0,"d":"0.00"},{"v":0,"d":"0.00"}]
[{"$nulls":7},"",{"v":0,"d":"0.00"},{"v":0,"d":"0.00"},{"v":0,"d":"0.00"},{"v":0,"d":"0.00"},{"v":0,"d":"0.00"},{"v":0,"d":"0.00"},{"v":0,"d":"0.00"}]
[{"$nulls":7},"",{"v":0,"d":"0.00"},{"v":0,"d":"0.00"},{"v":0,"d":"0.00"},{"v":0,"d":"0.00"},{"v":0,"d":"0.00"},{"v":0,"d":"0.00"},{"v":0,"d":"0.00"}]
[{"$nulls":7},"",{"v":0,"d":"0.00"},{"v":0,"d":"0.00"},{"v":0,"d":"0.00"},{"v":0,"d":"0.00"},{"v":0,"d":"0.00"},{"v":0,"d":"0.00"},{"v":0,"d":"0.00"}]
[{"$nulls":7},"",{"v":0,"d":"0.00"},{"v":0,"d":"0.00"},{"v":0,"d":"0.00"},{"v":0,"d":"0.00"},{"v":0,"d":"0.00"},{"v":0,"d":"0.00"},{"v":0,"d":"0.00"}]
[{"$nulls":7},"",{"v":0,"d":"0.00"},{"v":0,"d":"0.00"},{"v":0,"d":"0.00"},{"v":0,"d":"0.00"},{"v":0,"d":"0.00"},{"v":0,"d":"0.00"},{"v":0,"d":"0.00"}]
[{"$nulls":7},"",{"v":0,"d":"0.00"},{"v":0,"d":"0.00"},{"v":0,"d":"0.00"},{"v":0,"d":"0.00"},{"v":0,"d":"0.00"},{"v":0,"d":"0.00"},{"v":0,"d":"0.00"}]
[{"$nulls":7},"",{"v":0,"d":"0.00"},{"v":0,"d":"0.00"},{"v":0,"d":"0.00"},{"v":0,"d":"0.00"},{"v":0,"d":"0.00"},{"v":0,"d":"0.00"},{"v":0,"d":"0.00"}]
[{"$nulls":7},"",{"v":0,"d":"0.00"},{"v":0,"d":"0.00"},{"v":0,"d":"0.00"},{"v":0,"d":"0.00"},{"v":0,"d":"0.00"},{"v":0,"d":"0.00"},{"v":0,"d":"0.00"}]
[{"$nulls":7},"",{"v":0,"d":"0.00"},{"v":0,"d":"0.00"},{"v":0,"d":"0.00"},{"v":0,"d":"0.00"},{"v":0,"d":"0.00"},{"v":0,"d":"0.00"},{"v":0,"d":"0.00"}]
[{"$nulls":7},"",{"v":0,"d":"0.00"},{"v":0,"d":"0.00"},{"v":0,"d":"0.00"},{"v":0,"d":"0.00"},{"v":0,"d":"0.00"},{"v":0,"d":"0.00"},{"v":0,"d":"0.00"}]
[{"$nulls":7},"",{"v":0,"d":"0.00"},{"v":0,"d":"0.00"},{"v":0,"d":"0.00"},{"v":0,"d":"0.00"},{"v":0,"d":"0.00"},{"v":0,"d":"0.00"},{"v":0,"d":"0.00"}]
[{"$nulls":7},"",{"v":0,"d":"0.00"},{"v":0,"d":"0.00"},{"v":0,"d":"0.00"},{"v":0,"d":"0.00"},{"v":0,"d":"0.00"},{"v":0,"d":"0.00"},{"v":0,"d":"0.00"}]
[{"$nulls":7},"",{"v":0,"d":"0.00"},{"v":0,"d":"0.00"},{"v":0,"d":"0.00"},{"v":0,"d":"0.00"},{"v":0,"d":"0.00"},{"v":0,"d":"0.00"},{"v":0,"d":"0.00"}]
[{"$nulls":7},"",{"v":0,"d":"0.00"},{"v":0,"d":"0.00"},{"v":0,"d":"0.00"},{"v":0,"d":"0.00"},{"v":0,"d":"0.00"},{"v":0,"d":"0.00"},{"v":0,"d":"0.00"}]
[{"$nulls":7},"",{"v":0,"d":"0.00"},{"v":0,"d":"0.00"},{"v":0,"d":"0.00"},{"v":0,"d":"0.00"},{"v":0,"d":"0.00"},{"v":0,"d":"0.00"},{"v":0,"d":"0.00"}]
[{"$nulls":7},"",{"v":0,"d":"0.00"},{"v":0,"d":"0.00"},{"v":0,"d":"0.00"},{"v":0,"d":"0.00"},{"v":0,"d":"0.00"},{"v":0,"d":"0.00"},{"v":0,"d":"0.00"}]
[{"$nulls":7},"",{"v":0,"d":"0.00"},{"v":0,"d":"0.00"},{"v":0,"d":"0.00"},{"v":0,"d":"0.00"},{"v":0,"d":"0.00"},{"v":0,"d":"0.00"},{"v":0,"d":"0.00"}]
[{"$nulls":7},"",{"v":0,"d":"0.00"},{"v":0,"d":"0.00"},{"v":0,"d":"0.00"},{"v":0,"d":"0.00"},{"v":0,"d":"0.00"},{"v":0,"d":"0.00"},{"v":0,"d":"0.00"}]
[{"$nulls":7},"",{"v":0,"d":"0.00"},{"v":0,"d":"0.00"},{"v":0,"d":"0.00"},{"v":0,"d":"0.00"},{"v":0,"d":"0.00"},{"v":0,"d":"0.00"},{"v":0,"d":"0.00"}]
[{"$nulls":7},"",{"v":0,"d":"0.00"},{"v":0,"d":"0.00"},{"v":0,"d":"0.00"},{"v":0,"d":"0.00"},{"v":0,"d":"0.00"},{"v":0,"d":"0.00"},{"v":0,"d":"0.00"}]
[{"$nulls":7},"",{"v":0,"d":"0.00"},{"v":0,"d":"0.00"},{"v":0,"d":"0.00"},{"v":0,"d":"0.00"},{"v":0,"d":"0.00"},{"v":0,"d":"0.00"},{"v":0,"d":"0.00"}]
[{"$nulls":7},"",{"v":0,"d":"0.00"},{"v":0,"d":"0.00"},{"v":0,"d":"0.00"},{"v":0,"d":"0.00"},{"v":0,"d":"0.00"},{"v":0,"d":"0.00"},{"v":0,"d":"0.00"}]
[{"$nulls":7},"",{"v":0,"d":"0.00"},{"v":0,"d":"0.00"},{"v":0,"d":"0.00"},{"v":0,"d":"0.00"},{"v":0,"d":"0.00"},{"v":0,"d":"0.00"},{"v":0,"d":"0.00"}]
[{"$nulls":7},"",{"v":0,"d":"0.00"},{"v":0,"d":"0.00"},{"v":0,"d":"0.00"},{"v":0,"d":"0.00"},{"v":0,"d":"0.00"},{"v":0,"d":"0.00"},{"v":0,"d":"0.00"}]
[{"$nulls":7},"",{"v":0,"d":"0.00"},{"v":0,"d":"0.00"},{"v":0,"d":"0.00"},{"v":0,"d":"0.00"},{"v":0,"d":"0.00"},{"v":0,"d":"0.00"},{"v":0,"d":"0.00"}]
[{"$nulls":7},"",{"v":0,"d":"0.00"},{"v":0,"d":"0.00"},{"v":0,"d":"0.00"},{"v":0,"d":"0.00"},{"v":0,"d":"0.00"},{"v":0,"d":"0.00"},{"v":0,"d":"0.00"}]
[{"$nulls":7},"",{"v":0,"d":"0.00"},{"v":0,"d":"0.00"},{"v":0,"d":"0.00"},{"v":0,"d":"0.00"},{"v":0,"d":"0.00"},{"v":0,"d":"0.00"},{"v":0,"d":"0.00"}]
[{"$nulls":7},"",{"v":0,"d":"0.00"},{"v":0,"d":"0.00"},{"v":0,"d":"0.00"},{"v":0,"d":"0.00"},{"v":0,"d":"0.00"},{"v":0,"d":"0.00"},{"v":0,"d":"0.00"}]
[{"$nulls":7},"",{"v":0,"d":"0.00"},{"v":0,"d":"0.00"},{"v":0,"d":"0.00"},{"v":0,"d":"0.00"},{"v":0,"d":"0.00"},{"v":0,"d":"0.00"},{"v":0,"d":"0.00"}]
[{"$nulls":7},"",{"v":0,"d":"0.00"},{"v":0,"d":"0.00"},{"v":0,"d":"0.00"},{"v":0,"d":"0.00"},{"v":0,"d":"0.00"},{"v":0,"d":"0.00"},{"v":0,"d":"0.00"}]
[{"$nulls":7},"",{"v":0,"d":"0.00"},{"v":0,"d":"0.00"},{"v":0,"d":"0.00"},{"v":0,"d":"0.00"},{"v":0,"d":"0.00"},{"v":0,"d":"0.00"},{"v":0,"d":"0.00"}]
[{"$nulls":7},"",{"v":0,"d":"0.00"},{"v":0,"d":"0.00"},{"v":0,"d":"0.00"},{"v":0,"d":"0.00"},{"v":0,"d":"0.00"},{"v":0,"d":"0.00"},{"v":0,"d":"0.00"}]
[{"$nulls":7},"",{"v":0,"d":"0.00"},{"v":0,"d":"0.00"},{"v":0,"d":"0.00"},{"v":0,"d":"0.00"},{"v":0,"d":"0.00"},{"v":0,"d":"0.00"},{"v":0,"d":"0.00"}]
[{"$nulls":7},"",{"v":0,"d":"0.00"},{"v":0,"d":"0.00"},{"v":0,"d":"0.00"},{"v":0,"d":"0.00"},{"v":0,"d":"0.00"},{"v":0,"d":"0.00"},{"v":0,"d":"0.00"}]
[{"$nulls":7},"",{"v":0,"d":"0.00"},{"v":0,"d":"0.00"},{"v":0,"d":"0.00"},{"v":0,"d":"0.00"},{"v":0,"d":"0.00"},{"v":0,"d":"0.00"},{"v":0,"d":"0.00"}]
[{"$nulls":7},"",{"v":0,"d":"0.00"},{"v":0,"d":"0.00"},{"v":0,"d":"0.00"},{"v":0,"d":"0.00"},{"v":0,"d":"0.00"},{"v":0,"d":"0.00"},{"v":0,"d":"0.00"}]
[{"$nulls":7},"",{"v":0,"d":"0.00"},{"v":0,"d":"0.00"},{"v":0,"d":"0.00"},{"v":0,"d":"0.00"},{"v":0,"d":"0.00"},{"v":0,"d":"0.00"},{"v":0,"d":"0.00"}]
[{"$nulls":7},"",{"v":0,"d":"0.00"},{"v":0,"d":"0.00"},{"v":0,"d":"0.00"},{"v":0,"d":"0.00"},{"v":0,"d":"0.00"},{"v":0,"d":"0.00"},{"v":0,"d":"0.00"}]
[{"$nulls":7},"",{"v":0,"d":"0.00"},{"v":0,"d":"0.00"},{"v":0,"d":"0.00"},{"v":0,"d":"0.00"},{"v":0,"d":"0.00"},{"v":0,"d":"0.00"},{"v":0,"d":"0.00"}]
[{"$nulls":7},"",{"v":0,"d":"0.00"},{"v":0,"d":"0.00"},{"v":0,"d":"0.00"},{"v":0,"d":"0.00"},{"v":0,"d":"0.00"},{"v":0,"d":"0.00"},{"v":0,"d":"0.00"}]
[{"$nulls":7},"",{"v":0,"d":"0.00"},{"v":0,"d":"0.00"},{"v":0,"d":"0.00"},{"v":0,"d":"0.00"},{"v":0,"d":"0.00"},{"v":0,"d":"0.00"},{"v":0,"d":"0.00"}]
[{"$nulls":7},"",{"v":0,"d":"0.00"},{"v":0,"d":"0.00"},{"v":0,"d":"0.00"},{"v":0,"d":"0.00"},{"v":0,"d":"0.00"},{"v":0,"d":"0.00"},{"v":0,"d":"0.00"}]
[{"$nulls":7},"",{"v":0,"d":"0.00"},{"v":0,"d":"0.00"},{"v":0,"d":"0.00"},{"v":0,"d":"0.00"},{"v":0,"d":"0.00"},{"v":0,"d":"0.00"},{"v":0,"d":"0.00"}]
[{"$nulls":7},"",{"v":0,"d":"0.00"},{"v":0,"d":"0.00"},{"v":0,"d":"0.00"},{"v":0,"d":"0.00"},{"v":0,"d":"0.00"},{"v":0,"d":"0.00"},{"v":0,"d":"0.00"}]

{"sheet":"Ventilacion","index":12,"n_rows":150,"n_cols":15,"rows_kept":150,"hidden":true,"read":"bin_skipped_in_rows","flags":["formulas_cached_only","records_skipped"],"rows_in_doubt":{"n":0,"rows":[]},"rows_in_doubt_other":4}
["Concepto"," Cal_positivo"," Cal_negativo"," Cal_neto"," Ref_positivo"," Ref_negativo"," Ref_neto",null,"m2"," Cal_positivo"," Cal_negativo"," Cal_neto"," Ref_positivo"," Ref_negativo"," Ref_neto"]
["Ventilación más Infiltración",0.017606,-32.454709,-32.437103,2.272623,-15.960874,-13.688251,1,{"v":76.306793,"d":"76.31"},{"v":1.343457397558,"d":"1.34"},{"v":-2476.514761538237,"d":"-2476.51"},{"v":-2475.171304140679,"d":"-2475.17"},{"v":173.416572828039,"d":"173.42"},{"v":-1217.923108417082,"d":"-1217.92"},{"v":-1044.5065355890429,"d":"-1044.51"}]
["Ventilación más Infiltración",0.021767,-31.295992,-31.274225,2.450769,-15.403281,-12.952512,2,{"v":35.180943,"d":"35.18"},{"v":0.7657835862810001,"d":"0.77"},{"v":-1101.022510680456,"d":"-1101.02"},{"v":-1100.256727094175,"d":"-1100.26"},{"v":86.220364495167,"d":"86.22"},{"v":-541.901950873983,"d":"-541.90"},{"v":-455.681586378816,"d":"-455.68"}]
["Ventilación más Infiltración",0.016415,-32.513092,-32.496676,2.25441,-16.049793,-13.795383,3,{"v":74.447464,"d":"74.45"},{"v":1.22205512156,"d":"1.22"},{"v":-2420.517246198688,"d":"-2420.52"},{"v":-2419.295116629664,"d":"-2419.30"},{"v":167.83510731624,"d":"167.84"},{"v":-1194.866386574952,"d":"-1194.87"},{"v":-1027.031279258712,"d":"-1027.03"}]
["Ventilación más Infiltración",0.015582,-33.11534,-33.099757,2.230215,-16.343791,-14.113576,4,{"v":41.534649,"d":"41.53"},{"v":0.6471929007180001,"d":"0.65"},{"v":-1375.4340234156602,"d":"-1375.43"},{"v":-1374.7867889802928,"d":"-1374.79"},{"v":92.631197219535,"d":"92.63"},{"v":-678.833622514359,"d":"-678.83"},{"v":-586.202425294824,"d":"-586.20"}]
["Ventilación más Infiltración",0.018793,-30.959375,-30.940582,2.289583,-15.70747,-13.417886,5,{"v":95.56221,"d":"95.56"},{"v":1.7959006125299999,"d":"1.80"},{"v":-2958.54629521875,"d":"-2958.55"},{"v":-2956.7503946062197,"d":"-2956.75"},{"v":218.79761145842997,"d":"218.80"},{"v":-1501.0405467087,"d":"-1501.04"},{"v":-1282.2428396880598,"d":"-1282.24"}]
["Ventilación más Infiltración",0.018853,-30.982799,-30.963946,2.273467,-15.817766,-13.544298,6,{"v":95.448708,"d":"95.45"},{"v":1.7994944919240001,"d":"1.80"},{"v":-2957.268134773692,"d":"-2957.27"},{"v":-2955.468640281768,"d":"-2955.47"},{"v":216.999487830636,"d":"217.00"},{"v":-1509.785328146328,"d":"-1509.79"},{"v":-1292.7857448669838,"d":"-1292.79"}]
["Ventilación más Infiltración",0.009972,-24.802191,-24.792219,1.662454,-15.371704,-13.70925,7,{"v":96.139519,"d":"96.14"},{"v":0.958703283468,"d":"0.96"},{"v":-2384.470712886129,"d":"-2384.47"},{"v":-2383.5120096026612,"d":"-2383.51"},{"v":159.82752791962602,"d":"159.83"},{"v":-1477.828228770376,"d":"-1477.83"},{"v":-1318.0007008507503,"d":"-1318.00"}]
["Ventilación más Infiltración",0.011546,-26.129234,-26.117688,1.678911,-15.146207,-13.467296,8,{"v":95.44915,"d":"95.45"},{"v":1.1020558859,"d":"1.10"},{"v":-2494.0131754511003,"d":"-2494.01"},{"v":-2492.9111195652004,"d":"-2492.91"},{"v":160.25062787565,"d":"160.25"},{"v":-1445.6925838740501,"d":"-1445.69"},{"v":-1285.4419559983999,"d":"-1285.44"}]
["Ventilación más Infiltración",0.010518,-24.779,-24.768482,1.666946,-15.341161,-13.674215,9,{"v":96.139214,"d":"96.14"},{"v":1.0111922528519999,"d":"1.01"},{"v":-2382.233583706,"d":"-2382.23"},{"v":-2381.222391453148,"d":"-2381.22"},{"v":160.258878220444,"d":"160.26"},{"v":-1474.8871603874538,"d":"-1474.89"},{"v":-1314.62828216701,"d":"-1314.63"}]
["Ventilación más Infiltración",0.011174,-26.13723,-26.126056,1.680143,-15.136547,-13.456404,10,{"v":95.56221,"d":"95.56"},{"v":1.06781213454,"d":"1.07"},{"v":-2497.7314620782995,"d":"-2497.73"},{"v":-2496.6636499437595,"d":"-2496.66"},{"v":160.55817819602998,"d":"160.56"},{"v":-1446.4818830888698,"d":"-1446.48"},{"v":-1285.9237048928399,"d":"-1285.92"}]
["Ventilación más Infiltración",0.011361,-23.938574,-23.927213,1.766828,-14.921062,-13.154235,11,{"v":35.191116,"d":"35.19"},{"v":0.399806268876,"d":"0.40"},{"v":-842.4251345085839,"d":"-842.43"},{"v":-842.025328239708,"d":"-842.03"},{"v":62.176649100048,"d":"62.18"},{"v":-525.088823685192,"d":"-525.09"},{"v":-462.91220977626,"d":"-462.91"}]
["Ventilación más Infiltración",0.009156,-24.849367,-24.840211,1.588875,-16.083777,-14.494903,12,{"v":96.139519,"d":"96.14"},{"v":0.880253435964,"d":"0.88"},{"v":-2389.0061908344733,"d":"-2389.01"},{"v":-2388.125937398509,"d":"-2388.13"},{"v":152.75367825112502,"d":"152.75"},{"v":-1546.2865844832631,"d":"-1546.29"},{"v":-1393.5330023716572,"d":"-1393.53"}]
["Ventilación más Infiltración",0.010703,-23.793689,-23.782987,1.597449,-15.897745,-14.300296,13,{"v":95.44915,"d":"95.45"},{"v":1.02159225245,"d":"1.02"},{"v":-2271.08739041435,"d":"-2271.09"},{"v":-2270.06589361105,"d":"-2270.07"},{"v":152.47514921835,"d":"152.48"},{"v":-1517.42624716675,"d":"-1517.43"},{"v":-1364.9510979484,"d":"-1364.95"}]
["Ventilación más Infiltración",0.009732,-24.81782,-24.808088,1.59152,-16.057374,-14.465854,14,{"v":96.139214,"d":"96.14"},{"v":0.9356268306479999,"d":"0.94"},{"v":-2385.96570799348,"d":"-2385.97"},{"v":-2385.030081162832,"d":"-2385.03"},{"v":153.00748186528,"d":"153.01"},{"v":-1543.7433152640358,"d":"-1543.74"},{"v":-1390.7358333987559,"d":"-1390.74"}]
["Ventilación más Infiltración",0.010242,-23.816646,-23.806404,1.597071,-15.90867,-14.311599,15,{"v":95.56221,"d":"95.56"},{"v":0.9787481548199999,"d":"0.98"},{"v":-2275.97132654766,"d":"-2275.97"},{"v":-2274.9925783928397,"d":"-2274.99"},{"v":152.61963428690999,"d":"152.62"},{"v":-1520.2676633607,"d":"-1520.27"},{"v":-1367.6480290737898,"d":"-1367.65"}]
["Ventilación más Infiltración",0.009178,-24.066498,-24.05732,1.659136,-15.778236,-14.1191,16,{"v":35.191116,"d":"35.19"},{"v":0.322984062648,"d":"0.32"},{"v":-846.926922831768,"d":"-846.93"},{"v":-846.6039387691201,"d":"-846.60"},{"v":58.386847435776,"d":"58.39"},{"v":-555.253733351376,"d":"-555.25"},{"v":-496.8668859156,"d":"-496.87"}]
["Ventilación más Infiltración",0.010907,-22.82648,-22.815573,1.442893,-15.956781,-14.513888,17,{"v":96.139519,"d":"96.14"},{"v":1.048593733733,"d":"1.05"},{"v":-2194.52680766312,"d":"-2194.53"},{"v":-2193.478213929387,"d":"-2193.48"},{"v":138.71903898846702,"d":"138.72"},{"v":-1534.077250128339,"d":"-1534.08"},{"v":-1395.358211139872,"d":"-1395.36"}]
["Ventilación más Infiltración",0.013158,-24.396553,-24.383395,1.44995,-15.794816,-14.344866,18,{"v":95.44915,"d":"95.45"},{"v":1.2559199157,"d":"1.26"},{"v":-2328.63024677995,"d":"-2328.63"},{"v":-2327.37432686425,"d":"-2327.37"},{"v":138.39649504250002,"d":"138.40"},{"v":-1507.6017616064,"d":"-1507.60"},{"v":-1369.2052665639,"d":"-1369.21"}]
["Ventilación más Infiltración",0.011535,-22.787887,-22.776351,1.44288,-15.931149,-14.48827,19,{"v":96.139214,"d":"96.14"},{"v":1.1089658334899999,"d":"1.11"},{"v":-2190.809544900818,"d":"-2190.81"},{"v":-2189.7004829281136,"d":"-2189.70"},{"v":138.71734909632,"d":"138.72"},{"v":-1531.6081429768858,"d":"-1531.61"},{"v":-1392.89089001978,"d":"-1392.89"}]
["Ventilación más Infiltración",0.012453,-24.432479,-24.420025,1.44996,-15.813288,-14.363328,20,{"v":95.56221,"d":"95.56"},{"v":1.1900362011299999,"d":"1.19"},{"v":-2334.82168901859,"d":"-2334.82"},{"v":-2333.63155725525,"d":"-2333.63"},{"v":138.5613820116,"d":"138.56"},{"v":-1511.15274864648,"d":"-1511.15"},{"v":-1372.59136663488,"d":"-1372.59"}]
["Ventilación más Infiltración",0.009966,-22.415371,-22.405405,1.477453,-15.832711,-14.355258,21,{"v":35.191116,"d":"35.19"},{"v":0.350714662056,"d":"0.35"},{"v":-788.821921044036,"d":"-788.82"},{"v":-788.47120638198,"d":"-788.47"},{"v":51.993219907547996,"d":"51.99"},{"v":-557.170769395476,"d":"-557.17"},{"v":-505.177549487928,"d":"-505.18"}]
[{"$nulls":7},"",{"v":0,"d":"0.00"},{"v":0,"d":"0.00"},{"v":0,"d":"0.00"},{"v":0,"d":"0.00"},{"v":0,"d":"0.00"},{"v":0,"d":"0.00"},{"v":0,"d":"0.00"}]
[{"$nulls":7},"",{"v":0,"d":"0.00"},{"v":0,"d":"0.00"},{"v":0,"d":"0.00"},{"v":0,"d":"0.00"},{"v":0,"d":"0.00"},{"v":0,"d":"0.00"},{"v":0,"d":"0.00"}]
[{"$nulls":7},"",{"v":0,"d":"0.00"},{"v":0,"d":"0.00"},{"v":0,"d":"0.00"},{"v":0,"d":"0.00"},{"v":0,"d":"0.00"},{"v":0,"d":"0.00"},{"v":0,"d":"0.00"}]
[{"$nulls":7},"",{"v":0,"d":"0.00"},{"v":0,"d":"0.00"},{"v":0,"d":"0.00"},{"v":0,"d":"0.00"},{"v":0,"d":"0.00"},{"v":0,"d":"0.00"},{"v":0,"d":"0.00"}]
[{"$nulls":7},"",{"v":0,"d":"0.00"},{"v":0,"d":"0.00"},{"v":0,"d":"0.00"},{"v":0,"d":"0.00"},{"v":0,"d":"0.00"},{"v":0,"d":"0.00"},{"v":0,"d":"0.00"}]
[{"$nulls":7},"",{"v":0,"d":"0.00"},{"v":0,"d":"0.00"},{"v":0,"d":"0.00"},{"v":0,"d":"0.00"},{"v":0,"d":"0.00"},{"v":0,"d":"0.00"},{"v":0,"d":"0.00"}]
[{"$nulls":7},"",{"v":0,"d":"0.00"},{"v":0,"d":"0.00"},{"v":0,"d":"0.00"},{"v":0,"d":"0.00"},{"v":0,"d":"0.00"},{"v":0,"d":"0.00"},{"v":0,"d":"0.00"}]
[{"$nulls":7},"",{"v":0,"d":"0.00"},{"v":0,"d":"0.00"},{"v":0,"d":"0.00"},{"v":0,"d":"0.00"},{"v":0,"d":"0.00"},{"v":0,"d":"0.00"},{"v":0,"d":"0.00"}]
[{"$nulls":7},"",{"v":0,"d":"0.00"},{"v":0,"d":"0.00"},{"v":0,"d":"0.00"},{"v":0,"d":"0.00"},{"v":0,"d":"0.00"},{"v":0,"d":"0.00"},{"v":0,"d":"0.00"}]
[{"$nulls":7},"",{"v":0,"d":"0.00"},{"v":0,"d":"0.00"},{"v":0,"d":"0.00"},{"v":0,"d":"0.00"},{"v":0,"d":"0.00"},{"v":0,"d":"0.00"},{"v":0,"d":"0.00"}]
[{"$nulls":7},"",{"v":0,"d":"0.00"},{"v":0,"d":"0.00"},{"v":0,"d":"0.00"},{"v":0,"d":"0.00"},{"v":0,"d":"0.00"},{"v":0,"d":"0.00"},{"v":0,"d":"0.00"}]
[{"$nulls":7},"",{"v":0,"d":"0.00"},{"v":0,"d":"0.00"},{"v":0,"d":"0.00"},{"v":0,"d":"0.00"},{"v":0,"d":"0.00"},{"v":0,"d":"0.00"},{"v":0,"d":"0.00"}]
[{"$nulls":7},"",{"v":0,"d":"0.00"},{"v":0,"d":"0.00"},{"v":0,"d":"0.00"},{"v":0,"d":"0.00"},{"v":0,"d":"0.00"},{"v":0,"d":"0.00"},{"v":0,"d":"0.00"}]
[{"$nulls":7},"",{"v":0,"d":"0.00"},{"v":0,"d":"0.00"},{"v":0,"d":"0.00"},{"v":0,"d":"0.00"},{"v":0,"d":"0.00"},{"v":0,"d":"0.00"},{"v":0,"d":"0.00"}]
[{"$nulls":7},"",{"v":0,"d":"0.00"},{"v":0,"d":"0.00"},{"v":0,"d":"0.00"},{"v":0,"d":"0.00"},{"v":0,"d":"0.00"},{"v":0,"d":"0.00"},{"v":0,"d":"0.00"}]
[{"$nulls":7},"",{"v":0,"d":"0.00"},{"v":0,"d":"0.00"},{"v":0,"d":"0.00"},{"v":0,"d":"0.00"},{"v":0,"d":"0.00"},{"v":0,"d":"0.00"},{"v":0,"d":"0.00"}]
[{"$nulls":7},"",{"v":0,"d":"0.00"},{"v":0,"d":"0.00"},{"v":0,"d":"0.00"},{"v":0,"d":"0.00"},{"v":0,"d":"0.00"},{"v":0,"d":"0.00"},{"v":0,"d":"0.00"}]
[{"$nulls":7},"",{"v":0,"d":"0.00"},{"v":0,"d":"0.00"},{"v":0,"d":"0.00"},{"v":0,"d":"0.00"},{"v":0,"d":"0.00"},{"v":0,"d":"0.00"},{"v":0,"d":"0.00"}]
[{"$nulls":7},"",{"v":0,"d":"0.00"},{"v":0,"d":"0.00"},{"v":0,"d":"0.00"},{"v":0,"d":"0.00"},{"v":0,"d":"0.00"},{"v":0,"d":"0.00"},{"v":0,"d":"0.00"}]
[{"$nulls":7},"",{"v":0,"d":"0.00"},{"v":0,"d":"0.00"},{"v":0,"d":"0.00"},{"v":0,"d":"0.00"},{"v":0,"d":"0.00"},{"v":0,"d":"0.00"},{"v":0,"d":"0.00"}]
[{"$nulls":7},"",{"v":0,"d":"0.00"},{"v":0,"d":"0.00"},{"v":0,"d":"0.00"},{"v":0,"d":"0.00"},{"v":0,"d":"0.00"},{"v":0,"d":"0.00"},{"v":0,"d":"0.00"}]
[{"$nulls":7},"",{"v":0,"d":"0.00"},{"v":0,"d":"0.00"},{"v":0,"d":"0.00"},{"v":0,"d":"0.00"},{"v":0,"d":"0.00"},{"v":0,"d":"0.00"},{"v":0,"d":"0.00"}]
[{"$nulls":7},"",{"v":0,"d":"0.00"},{"v":0,"d":"0.00"},{"v":0,"d":"0.00"},{"v":0,"d":"0.00"},{"v":0,"d":"0.00"},{"v":0,"d":"0.00"},{"v":0,"d":"0.00"}]
[{"$nulls":7},"",{"v":0,"d":"0.00"},{"v":0,"d":"0.00"},{"v":0,"d":"0.00"},{"v":0,"d":"0.00"},{"v":0,"d":"0.00"},{"v":0,"d":"0.00"},{"v":0,"d":"0.00"}]
[{"$nulls":7},"",{"v":0,"d":"0.00"},{"v":0,"d":"0.00"},{"v":0,"d":"0.00"},{"v":0,"d":"0.00"},{"v":0,"d":"0.00"},{"v":0,"d":"0.00"},{"v":0,"d":"0.00"}]
[{"$nulls":7},"",{"v":0,"d":"0.00"},{"v":0,"d":"0.00"},{"v":0,"d":"0.00"},{"v":0,"d":"0.00"},{"v":0,"d":"0.00"},{"v":0,"d":"0.00"},{"v":0,"d":"0.00"}]
[{"$nulls":7},"",{"v":0,"d":"0.00"},{"v":0,"d":"0.00"},{"v":0,"d":"0.00"},{"v":0,"d":"0.00"},{"v":0,"d":"0.00"},{"v":0,"d":"0.00"},{"v":0,"d":"0.00"}]
[{"$nulls":7},"",{"v":0,"d":"0.00"},{"v":0,"d":"0.00"},{"v":0,"d":"0.00"},{"v":0,"d":"0.00"},{"v":0,"d":"0.00"},{"v":0,"d":"0.00"},{"v":0,"d":"0.00"}]
[{"$nulls":7},"",{"v":0,"d":"0.00"},{"v":0,"d":"0.00"},{"v":0,"d":"0.00"},{"v":0,"d":"0.00"},{"v":0,"d":"0.00"},{"v":0,"d":"0.00"},{"v":0,"d":"0.00"}]
[{"$nulls":7},"",{"v":0,"d":"0.00"},{"v":0,"d":"0.00"},{"v":0,"d":"0.00"},{"v":0,"d":"0.00"},{"v":0,"d":"0.00"},{"v":0,"d":"0.00"},{"v":0,"d":"0.00"}]
[{"$nulls":7},"",{"v":0,"d":"0.00"},{"v":0,"d":"0.00"},{"v":0,"d":"0.00"},{"v":0,"d":"0.00"},{"v":0,"d":"0.00"},{"v":0,"d":"0.00"},{"v":0,"d":"0.00"}]
[{"$nulls":7},"",{"v":0,"d":"0.00"},{"v":0,"d":"0.00"},{"v":0,"d":"0.00"},{"v":0,"d":"0.00"},{"v":0,"d":"0.00"},{"v":0,"d":"0.00"},{"v":0,"d":"0.00"}]
[{"$nulls":7},"",{"v":0,"d":"0.00"},{"v":0,"d":"0.00"},{"v":0,"d":"0.00"},{"v":0,"d":"0.00"},{"v":0,"d":"0.00"},{"v":0,"d":"0.00"},{"v":0,"d":"0.00"}]
[{"$nulls":7},"",{"v":0,"d":"0.00"},{"v":0,"d":"0.00"},{"v":0,"d":"0.00"},{"v":0,"d":"0.00"},{"v":0,"d":"0.00"},{"v":0,"d":"0.00"},{"v":0,"d":"0.00"}]
[{"$nulls":7},"",{"v":0,"d":"0.00"},{"v":0,"d":"0.00"},{"v":0,"d":"0.00"},{"v":0,"d":"0.00"},{"v":0,"d":"0.00"},{"v":0,"d":"0.00"},{"v":0,"d":"0.00"}]
[{"$nulls":7},"",{"v":0,"d":"0.00"},{"v":0,"d":"0.00"},{"v":0,"d":"0.00"},{"v":0,"d":"0.00"},{"v":0,"d":"0.00"},{"v":0,"d":"0.00"},{"v":0,"d":"0.00"}]
[{"$nulls":7},"",{"v":0,"d":"0.00"},{"v":0,"d":"0.00"},{"v":0,"d":"0.00"},{"v":0,"d":"0.00"},{"v":0,"d":"0.00"},{"v":0,"d":"0.00"},{"v":0,"d":"0.00"}]
[{"$nulls":7},"",{"v":0,"d":"0.00"},{"v":0,"d":"0.00"},{"v":0,"d":"0.00"},{"v":0,"d":"0.00"},{"v":0,"d":"0.00"},{"v":0,"d":"0.00"},{"v":0,"d":"0.00"}]
[{"$nulls":7},"",{"v":0,"d":"0.00"},{"v":0,"d":"0.00"},{"v":0,"d":"0.00"},{"v":0,"d":"0.00"},{"v":0,"d":"0.00"},{"v":0,"d":"0.00"},{"v":0,"d":"0.00"}]
[{"$nulls":7},"",{"v":0,"d":"0.00"},{"v":0,"d":"0.00"},{"v":0,"d":"0.00"},{"v":0,"d":"0.00"},{"v":0,"d":"0.00"},{"v":0,"d":"0.00"},{"v":0,"d":"0.00"}]
[{"$nulls":7},"",{"v":0,"d":"0.00"},{"v":0,"d":"0.00"},{"v":0,"d":"0.00"},{"v":0,"d":"0.00"},{"v":0,"d":"0.00"},{"v":0,"d":"0.00"},{"v":0,"d":"0.00"}]
[{"$nulls":7},"",{"v":0,"d":"0.00"},{"v":0,"d":"0.00"},{"v":0,"d":"0.00"},{"v":0,"d":"0.00"},{"v":0,"d":"0.00"},{"v":0,"d":"0.00"},{"v":0,"d":"0.00"}]
[{"$nulls":7},"",{"v":0,"d":"0.00"},{"v":0,"d":"0.00"},{"v":0,"d":"0.00"},{"v":0,"d":"0.00"},{"v":0,"d":"0.00"},{"v":0,"d":"0.00"},{"v":0,"d":"0.00"}]
[{"$nulls":7},"",{"v":0,"d":"0.00"},{"v":0,"d":"0.00"},{"v":0,"d":"0.00"},{"v":0,"d":"0.00"},{"v":0,"d":"0.00"},{"v":0,"d":"0.00"},{"v":0,"d":"0.00"}]
[{"$nulls":7},"",{"v":0,"d":"0.00"},{"v":0,"d":"0.00"},{"v":0,"d":"0.00"},{"v":0,"d":"0.00"},{"v":0,"d":"0.00"},{"v":0,"d":"0.00"},{"v":0,"d":"0.00"}]
[{"$nulls":7},"",{"v":0,"d":"0.00"},{"v":0,"d":"0.00"},{"v":0,"d":"0.00"},{"v":0,"d":"0.00"},{"v":0,"d":"0.00"},{"v":0,"d":"0.00"},{"v":0,"d":"0.00"}]
[{"$nulls":7},"",{"v":0,"d":"0.00"},{"v":0,"d":"0.00"},{"v":0,"d":"0.00"},{"v":0,"d":"0.00"},{"v":0,"d":"0.00"},{"v":0,"d":"0.00"},{"v":0,"d":"0.00"}]
[{"$nulls":7},"",{"v":0,"d":"0.00"},{"v":0,"d":"0.00"},{"v":0,"d":"0.00"},{"v":0,"d":"0.00"},{"v":0,"d":"0.00"},{"v":0,"d":"0.00"},{"v":0,"d":"0.00"}]
[{"$nulls":7},"",{"v":0,"d":"0.00"},{"v":0,"d":"0.00"},{"v":0,"d":"0.00"},{"v":0,"d":"0.00"},{"v":0,"d":"0.00"},{"v":0,"d":"0.00"},{"v":0,"d":"0.00"}]
[{"$nulls":7},"",{"v":0,"d":"0.00"},{"v":0,"d":"0.00"},{"v":0,"d":"0.00"},{"v":0,"d":"0.00"},{"v":0,"d":"0.00"},{"v":0,"d":"0.00"},{"v":0,"d":"0.00"}]
[{"$nulls":7},"",{"v":0,"d":"0.00"},{"v":0,"d":"0.00"},{"v":0,"d":"0.00"},{"v":0,"d":"0.00"},{"v":0,"d":"0.00"},{"v":0,"d":"0.00"},{"v":0,"d":"0.00"}]
[{"$nulls":7},"",{"v":0,"d":"0.00"},{"v":0,"d":"0.00"},{"v":0,"d":"0.00"},{"v":0,"d":"0.00"},{"v":0,"d":"0.00"},{"v":0,"d":"0.00"},{"v":0,"d":"0.00"}]
[{"$nulls":7},"",{"v":0,"d":"0.00"},{"v":0,"d":"0.00"},{"v":0,"d":"0.00"},{"v":0,"d":"0.00"},{"v":0,"d":"0.00"},{"v":0,"d":"0.00"},{"v":0,"d":"0.00"}]
[{"$nulls":7},"",{"v":0,"d":"0.00"},{"v":0,"d":"0.00"},{"v":0,"d":"0.00"},{"v":0,"d":"0.00"},{"v":0,"d":"0.00"},{"v":0,"d":"0.00"},{"v":0,"d":"0.00"}]
[{"$nulls":7},"",{"v":0,"d":"0.00"},{"v":0,"d":"0.00"},{"v":0,"d":"0.00"},{"v":0,"d":"0.00"},{"v":0,"d":"0.00"},{"v":0,"d":"0.00"},{"v":0,"d":"0.00"}]
[{"$nulls":7},"",{"v":0,"d":"0.00"},{"v":0,"d":"0.00"},{"v":0,"d":"0.00"},{"v":0,"d":"0.00"},{"v":0,"d":"0.00"},{"v":0,"d":"0.00"},{"v":0,"d":"0.00"}]
[{"$nulls":7},"",{"v":0,"d":"0.00"},{"v":0,"d":"0.00"},{"v":0,"d":"0.00"},{"v":0,"d":"0.00"},{"v":0,"d":"0.00"},{"v":0,"d":"0.00"},{"v":0,"d":"0.00"}]
[{"$nulls":7},"",{"v":0,"d":"0.00"},{"v":0,"d":"0.00"},{"v":0,"d":"0.00"},{"v":0,"d":"0.00"},{"v":0,"d":"0.00"},{"v":0,"d":"0.00"},{"v":0,"d":"0.00"}]
[{"$nulls":7},"",{"v":0,"d":"0.00"},{"v":0,"d":"0.00"},{"v":0,"d":"0.00"},{"v":0,"d":"0.00"},{"v":0,"d":"0.00"},{"v":0,"d":"0.00"},{"v":0,"d":"0.00"}]
[{"$nulls":7},"",{"v":0,"d":"0.00"},{"v":0,"d":"0.00"},{"v":0,"d":"0.00"},{"v":0,"d":"0.00"},{"v":0,"d":"0.00"},{"v":0,"d":"0.00"},{"v":0,"d":"0.00"}]
[{"$nulls":7},"",{"v":0,"d":"0.00"},{"v":0,"d":"0.00"},{"v":0,"d":"0.00"},{"v":0,"d":"0.00"},{"v":0,"d":"0.00"},{"v":0,"d":"0.00"},{"v":0,"d":"0.00"}]
[{"$nulls":7},"",{"v":0,"d":"0.00"},{"v":0,"d":"0.00"},{"v":0,"d":"0.00"},{"v":0,"d":"0.00"},{"v":0,"d":"0.00"},{"v":0,"d":"0.00"},{"v":0,"d":"0.00"}]
[{"$nulls":7},"",{"v":0,"d":"0.00"},{"v":0,"d":"0.00"},{"v":0,"d":"0.00"},{"v":0,"d":"0.00"},{"v":0,"d":"0.00"},{"v":0,"d":"0.00"},{"v":0,"d":"0.00"}]
[{"$nulls":7},"",{"v":0,"d":"0.00"},{"v":0,"d":"0.00"},{"v":0,"d":"0.00"},{"v":0,"d":"0.00"},{"v":0,"d":"0.00"},{"v":0,"d":"0.00"},{"v":0,"d":"0.00"}]
[{"$nulls":7},"",{"v":0,"d":"0.00"},{"v":0,"d":"0.00"},{"v":0,"d":"0.00"},{"v":0,"d":"0.00"},{"v":0,"d":"0.00"},{"v":0,"d":"0.00"},{"v":0,"d":"0.00"}]
[{"$nulls":7},"",{"v":0,"d":"0.00"},{"v":0,"d":"0.00"},{"v":0,"d":"0.00"},{"v":0,"d":"0.00"},{"v":0,"d":"0.00"},{"v":0,"d":"0.00"},{"v":0,"d":"0.00"}]
[{"$nulls":7},"",{"v":0,"d":"0.00"},{"v":0,"d":"0.00"},{"v":0,"d":"0.00"},{"v":0,"d":"0.00"},{"v":0,"d":"0.00"},{"v":0,"d":"0.00"},{"v":0,"d":"0.00"}]
[{"$nulls":7},"",{"v":0,"d":"0.00"},{"v":0,"d":"0.00"},{"v":0,"d":"0.00"},{"v":0,"d":"0.00"},{"v":0,"d":"0.00"},{"v":0,"d":"0.00"},{"v":0,"d":"0.00"}]
[{"$nulls":7},"",{"v":0,"d":"0.00"},{"v":0,"d":"0.00"},{"v":0,"d":"0.00"},{"v":0,"d":"0.00"},{"v":0,"d":"0.00"},{"v":0,"d":"0.00"},{"v":0,"d":"0.00"}]
[{"$nulls":7},"",{"v":0,"d":"0.00"},{"v":0,"d":"0.00"},{"v":0,"d":"0.00"},{"v":0,"d":"0.00"},{"v":0,"d":"0.00"},{"v":0,"d":"0.00"},{"v":0,"d":"0.00"}]
[{"$nulls":7},"",{"v":0,"d":"0.00"},{"v":0,"d":"0.00"},{"v":0,"d":"0.00"},{"v":0,"d":"0.00"},{"v":0,"d":"0.00"},{"v":0,"d":"0.00"},{"v":0,"d":"0.00"}]
[{"$nulls":7},"",{"v":0,"d":"0.00"},{"v":0,"d":"0.00"},{"v":0,"d":"0.00"},{"v":0,"d":"0.00"},{"v":0,"d":"0.00"},{"v":0,"d":"0.00"},{"v":0,"d":"0.00"}]
[{"$nulls":7},"",{"v":0,"d":"0.00"},{"v":0,"d":"0.00"},{"v":0,"d":"0.00"},{"v":0,"d":"0.00"},{"v":0,"d":"0.00"},{"v":0,"d":"0.00"},{"v":0,"d":"0.00"}]
[{"$nulls":7},"",{"v":0,"d":"0.00"},{"v":0,"d":"0.00"},{"v":0,"d":"0.00"},{"v":0,"d":"0.00"},{"v":0,"d":"0.00"},{"v":0,"d":"0.00"},{"v":0,"d":"0.00"}]
[{"$nulls":7},"",{"v":0,"d":"0.00"},{"v":0,"d":"0.00"},{"v":0,"d":"0.00"},{"v":0,"d":"0.00"},{"v":0,"d":"0.00"},{"v":0,"d":"0.00"},{"v":0,"d":"0.00"}]
[{"$nulls":7},"",{"v":0,"d":"0.00"},{"v":0,"d":"0.00"},{"v":0,"d":"0.00"},{"v":0,"d":"0.00"},{"v":0,"d":"0.00"},{"v":0,"d":"0.00"},{"v":0,"d":"0.00"}]
[{"$nulls":7},"",{"v":0,"d":"0.00"},{"v":0,"d":"0.00"},{"v":0,"d":"0.00"},{"v":0,"d":"0.00"},{"v":0,"d":"0.00"},{"v":0,"d":"0.00"},{"v":0,"d":"0.00"}]
[{"$nulls":7},"",{"v":0,"d":"0.00"},{"v":0,"d":"0.00"},{"v":0,"d":"0.00"},{"v":0,"d":"0.00"},{"v":0,"d":"0.00"},{"v":0,"d":"0.00"},{"v":0,"d":"0.00"}]
[{"$nulls":7},"",{"v":0,"d":"0.00"},{"v":0,"d":"0.00"},{"v":0,"d":"0.00"},{"v":0,"d":"0.00"},{"v":0,"d":"0.00"},{"v":0,"d":"0.00"},{"v":0,"d":"0.00"}]
[{"$nulls":7},"",{"v":0,"d":"0.00"},{"v":0,"d":"0.00"},{"v":0,"d":"0.00"},{"v":0,"d":"0.00"},{"v":0,"d":"0.00"},{"v":0,"d":"0.00"},{"v":0,"d":"0.00"}]
[{"$nulls":7},"",{"v":0,"d":"0.00"},{"v":0,"d":"0.00"},{"v":0,"d":"0.00"},{"v":0,"d":"0.00"},{"v":0,"d":"0.00"},{"v":0,"d":"0.00"},{"v":0,"d":"0.00"}]
[{"$nulls":7},"",{"v":0,"d":"0.00"},{"v":0,"d":"0.00"},{"v":0,"d":"0.00"},{"v":0,"d":"0.00"},{"v":0,"d":"0.00"},{"v":0,"d":"0.00"},{"v":0,"d":"0.00"}]
[{"$nulls":7},"",{"v":0,"d":"0.00"},{"v":0,"d":"0.00"},{"v":0,"d":"0.00"},{"v":0,"d":"0.00"},{"v":0,"d":"0.00"},{"v":0,"d":"0.00"},{"v":0,"d":"0.00"}]
[{"$nulls":7},"",{"v":0,"d":"0.00"},{"v":0,"d":"0.00"},{"v":0,"d":"0.00"},{"v":0,"d":"0.00"},{"v":0,"d":"0.00"},{"v":0,"d":"0.00"},{"v":0,"d":"0.00"}]
[{"$nulls":7},"",{"v":0,"d":"0.00"},{"v":0,"d":"0.00"},{"v":0,"d":"0.00"},{"v":0,"d":"0.00"},{"v":0,"d":"0.00"},{"v":0,"d":"0.00"},{"v":0,"d":"0.00"}]
[{"$nulls":7},"",{"v":0,"d":"0.00"},{"v":0,"d":"0.00"},{"v":0,"d":"0.00"},{"v":0,"d":"0.00"},{"v":0,"d":"0.00"},{"v":0,"d":"0.00"},{"v":0,"d":"0.00"}]
[{"$nulls":7},"",{"v":0,"d":"0.00"},{"v":0,"d":"0.00"},{"v":0,"d":"0.00"},{"v":0,"d":"0.00"},{"v":0,"d":"0.00"},{"v":0,"d":"0.00"},{"v":0,"d":"0.00"}]
[{"$nulls":7},"",{"v":0,"d":"0.00"},{"v":0,"d":"0.00"},{"v":0,"d":"0.00"},{"v":0,"d":"0.00"},{"v":0,"d":"0.00"},{"v":0,"d":"0.00"},{"v":0,"d":"0.00"}]
[{"$nulls":7},"",{"v":0,"d":"0.00"},{"v":0,"d":"0.00"},{"v":0,"d":"0.00"},{"v":0,"d":"0.00"},{"v":0,"d":"0.00"},{"v":0,"d":"0.00"},{"v":0,"d":"0.00"}]
[{"$nulls":7},"",{"v":0,"d":"0.00"},{"v":0,"d":"0.00"},{"v":0,"d":"0.00"},{"v":0,"d":"0.00"},{"v":0,"d":"0.00"},{"v":0,"d":"0.00"},{"v":0,"d":"0.00"}]
[{"$nulls":7},"",{"v":0,"d":"0.00"},{"v":0,"d":"0.00"},{"v":0,"d":"0.00"},{"v":0,"d":"0.00"},{"v":0,"d":"0.00"},{"v":0,"d":"0.00"},{"v":0,"d":"0.00"}]
[{"$nulls":7},"",{"v":0,"d":"0.00"},{"v":0,"d":"0.00"},{"v":0,"d":"0.00"},{"v":0,"d":"0.00"},{"v":0,"d":"0.00"},{"v":0,"d":"0.00"},{"v":0,"d":"0.00"}]
[{"$nulls":7},"",{"v":0,"d":"0.00"},{"v":0,"d":"0.00"},{"v":0,"d":"0.00"},{"v":0,"d":"0.00"},{"v":0,"d":"0.00"},{"v":0,"d":"0.00"},{"v":0,"d":"0.00"}]
[{"$nulls":7},"",{"v":0,"d":"0.00"},{"v":0,"d":"0.00"},{"v":0,"d":"0.00"},{"v":0,"d":"0.00"},{"v":0,"d":"0.00"},{"v":0,"d":"0.00"},{"v":0,"d":"0.00"}]
[{"$nulls":7},"",{"v":0,"d":"0.00"},{"v":0,"d":"0.00"},{"v":0,"d":"0.00"},{"v":0,"d":"0.00"},{"v":0,"d":"0.00"},{"v":0,"d":"0.00"},{"v":0,"d":"0.00"}]
[{"$nulls":7},"",{"v":0,"d":"0.00"},{"v":0,"d":"0.00"},{"v":0,"d":"0.00"},{"v":0,"d":"0.00"},{"v":0,"d":"0.00"},{"v":0,"d":"0.00"},{"v":0,"d":"0.00"}]
[{"$nulls":7},"",{"v":0,"d":"0.00"},{"v":0,"d":"0.00"},{"v":0,"d":"0.00"},{"v":0,"d":"0.00"},{"v":0,"d":"0.00"},{"v":0,"d":"0.00"},{"v":0,"d":"0.00"}]
[{"$nulls":7},"",{"v":0,"d":"0.00"},{"v":0,"d":"0.00"},{"v":0,"d":"0.00"},{"v":0,"d":"0.00"},{"v":0,"d":"0.00"},{"v":0,"d":"0.00"},{"v":0,"d":"0.00"}]
[{"$nulls":7},"",{"v":0,"d":"0.00"},{"v":0,"d":"0.00"},{"v":0,"d":"0.00"},{"v":0,"d":"0.00"},{"v":0,"d":"0.00"},{"v":0,"d":"0.00"},{"v":0,"d":"0.00"}]
[{"$nulls":7},"",{"v":0,"d":"0.00"},{"v":0,"d":"0.00"},{"v":0,"d":"0.00"},{"v":0,"d":"0.00"},{"v":0,"d":"0.00"},{"v":0,"d":"0.00"},{"v":0,"d":"0.00"}]
[{"$nulls":7},"",{"v":0,"d":"0.00"},{"v":0,"d":"0.00"},{"v":0,"d":"0.00"},{"v":0,"d":"0.00"},{"v":0,"d":"0.00"},{"v":0,"d":"0.00"},{"v":0,"d":"0.00"}]
[{"$nulls":7},"",{"v":0,"d":"0.00"},{"v":0,"d":"0.00"},{"v":0,"d":"0.00"},{"v":0,"d":"0.00"},{"v":0,"d":"0.00"},{"v":0,"d":"0.00"},{"v":0,"d":"0.00"}]
[{"$nulls":7},"",{"v":0,"d":"0.00"},{"v":0,"d":"0.00"},{"v":0,"d":"0.00"},{"v":0,"d":"0.00"},{"v":0,"d":"0.00"},{"v":0,"d":"0.00"},{"v":0,"d":"0.00"}]
[{"$nulls":7},"",{"v":0,"d":"0.00"},{"v":0,"d":"0.00"},{"v":0,"d":"0.00"},{"v":0,"d":"0.00"},{"v":0,"d":"0.00"},{"v":0,"d":"0.00"},{"v":0,"d":"0.00"}]
[{"$nulls":7},"",{"v":0,"d":"0.00"},{"v":0,"d":"0.00"},{"v":0,"d":"0.00"},{"v":0,"d":"0.00"},{"v":0,"d":"0.00"},{"v":0,"d":"0.00"},{"v":0,"d":"0.00"}]
[{"$nulls":7},"",{"v":0,"d":"0.00"},{"v":0,"d":"0.00"},{"v":0,"d":"0.00"},{"v":0,"d":"0.00"},{"v":0,"d":"0.00"},{"v":0,"d":"0.00"},{"v":0,"d":"0.00"}]
[{"$nulls":7},"",{"v":0,"d":"0.00"},{"v":0,"d":"0.00"},{"v":0,"d":"0.00"},{"v":0,"d":"0.00"},{"v":0,"d":"0.00"},{"v":0,"d":"0.00"},{"v":0,"d":"0.00"}]
[{"$nulls":7},"",{"v":0,"d":"0.00"},{"v":0,"d":"0.00"},{"v":0,"d":"0.00"},{"v":0,"d":"0.00"},{"v":0,"d":"0.00"},{"v":0,"d":"0.00"},{"v":0,"d":"0.00"}]
[{"$nulls":7},"",{"v":0,"d":"0.00"},{"v":0,"d":"0.00"},{"v":0,"d":"0.00"},{"v":0,"d":"0.00"},{"v":0,"d":"0.00"},{"v":0,"d":"0.00"},{"v":0,"d":"0.00"}]
[{"$nulls":7},"",{"v":0,"d":"0.00"},{"v":0,"d":"0.00"},{"v":0,"d":"0.00"},{"v":0,"d":"0.00"},{"v":0,"d":"0.00"},{"v":0,"d":"0.00"},{"v":0,"d":"0.00"}]
[{"$nulls":7},"",{"v":0,"d":"0.00"},{"v":0,"d":"0.00"},{"v":0,"d":"0.00"},{"v":0,"d":"0.00"},{"v":0,"d":"0.00"},{"v":0,"d":"0.00"},{"v":0,"d":"0.00"}]
[{"$nulls":7},"",{"v":0,"d":"0.00"},{"v":0,"d":"0.00"},{"v":0,"d":"0.00"},{"v":0,"d":"0.00"},{"v":0,"d":"0.00"},{"v":0,"d":"0.00"},{"v":0,"d":"0.00"}]
[{"$nulls":7},"",{"v":0,"d":"0.00"},{"v":0,"d":"0.00"},{"v":0,"d":"0.00"},{"v":0,"d":"0.00"},{"v":0,"d":"0.00"},{"v":0,"d":"0.00"},{"v":0,"d":"0.00"}]
[{"$nulls":7},"",{"v":0,"d":"0.00"},{"v":0,"d":"0.00"},{"v":0,"d":"0.00"},{"v":0,"d":"0.00"},{"v":0,"d":"0.00"},{"v":0,"d":"0.00"},{"v":0,"d":"0.00"}]
[{"$nulls":7},"",{"v":0,"d":"0.00"},{"v":0,"d":"0.00"},{"v":0,"d":"0.00"},{"v":0,"d":"0.00"},{"v":0,"d":"0.00"},{"v":0,"d":"0.00"},{"v":0,"d":"0.00"}]
[{"$nulls":7},"",{"v":0,"d":"0.00"},{"v":0,"d":"0.00"},{"v":0,"d":"0.00"},{"v":0,"d":"0.00"},{"v":0,"d":"0.00"},{"v":0,"d":"0.00"},{"v":0,"d":"0.00"}]
[{"$nulls":7},"",{"v":0,"d":"0.00"},{"v":0,"d":"0.00"},{"v":0,"d":"0.00"},{"v":0,"d":"0.00"},{"v":0,"d":"0.00"},{"v":0,"d":"0.00"},{"v":0,"d":"0.00"}]
[{"$nulls":7},"",{"v":0,"d":"0.00"},{"v":0,"d":"0.00"},{"v":0,"d":"0.00"},{"v":0,"d":"0.00"},{"v":0,"d":"0.00"},{"v":0,"d":"0.00"},{"v":0,"d":"0.00"}]
[{"$nulls":7},"",{"v":0,"d":"0.00"},{"v":0,"d":"0.00"},{"v":0,"d":"0.00"},{"v":0,"d":"0.00"},{"v":0,"d":"0.00"},{"v":0,"d":"0.00"},{"v":0,"d":"0.00"}]
[{"$nulls":7},"",{"v":0,"d":"0.00"},{"v":0,"d":"0.00"},{"v":0,"d":"0.00"},{"v":0,"d":"0.00"},{"v":0,"d":"0.00"},{"v":0,"d":"0.00"},{"v":0,"d":"0.00"}]
[{"$nulls":7},"",{"v":0,"d":"0.00"},{"v":0,"d":"0.00"},{"v":0,"d":"0.00"},{"v":0,"d":"0.00"},{"v":0,"d":"0.00"},{"v":0,"d":"0.00"},{"v":0,"d":"0.00"}]
[{"$nulls":7},"",{"v":0,"d":"0.00"},{"v":0,"d":"0.00"},{"v":0,"d":"0.00"},{"v":0,"d":"0.00"},{"v":0,"d":"0.00"},{"v":0,"d":"0.00"},{"v":0,"d":"0.00"}]
[{"$nulls":7},"",{"v":0,"d":"0.00"},{"v":0,"d":"0.00"},{"v":0,"d":"0.00"},{"v":0,"d":"0.00"},{"v":0,"d":"0.00"},{"v":0,"d":"0.00"},{"v":0,"d":"0.00"}]
[{"$nulls":7},"",{"v":0,"d":"0.00"},{"v":0,"d":"0.00"},{"v":0,"d":"0.00"},{"v":0,"d":"0.00"},{"v":0,"d":"0.00"},{"v":0,"d":"0.00"},{"v":0,"d":"0.00"}]
[{"$nulls":7},"",{"v":0,"d":"0.00"},{"v":0,"d":"0.00"},{"v":0,"d":"0.00"},{"v":0,"d":"0.00"},{"v":0,"d":"0.00"},{"v":0,"d":"0.00"},{"v":0,"d":"0.00"}]
[{"$nulls":7},"",{"v":0,"d":"0.00"},{"v":0,"d":"0.00"},{"v":0,"d":"0.00"},{"v":0,"d":"0.00"},{"v":0,"d":"0.00"},{"v":0,"d":"0.00"},{"v":0,"d":"0.00"}]
[{"$nulls":7},"",{"v":0,"d":"0.00"},{"v":0,"d":"0.00"},{"v":0,"d":"0.00"},{"v":0,"d":"0.00"},{"v":0,"d":"0.00"},{"v":0,"d":"0.00"},{"v":0,"d":"0.00"}]
[{"$nulls":7},"",{"v":0,"d":"0.00"},{"v":0,"d":"0.00"},{"v":0,"d":"0.00"},{"v":0,"d":"0.00"},{"v":0,"d":"0.00"},{"v":0,"d":"0.00"},{"v":0,"d":"0.00"}]